## Update_Asset-Register-3kVA
ID | Type | Zone | CustodianShip | ATM, Dropbox and Branch Name | Address | Brand | Model | Capacity | BackupTime | PurchaseYear | VendorName | SerialNumber | AssetTag | Remarks | WO_Date | Location | UPS Type | Brand | Model | Vendor Name | Remarks or Notes
ATM00003 | ATM & CDM | DHAKA | Sonargaon Zone-B | COLLEGE GATE ATM | Plot-1/4, Block-B, 12 Gajnabi Road, Mohammadpur Housing State, Dhaka | UNICOL | UNICOL | 3kVA Long | 2 hours | 2014-09-15 | Tech Valley Solutions Ltd | 140612140539299 | DHK-COLLG-ATM-UPS001 | replace rello-3KVA-CSL-2008
ATM00026 | ATM & CDM | DHAKA | PB Zone -A | PRINCIPAL BRANCH ATM | Jiban Bima Bhaban, 10 Dilkusha C.A., Dhaka | IDEAL | 1KVA | 1kVA Standard | 15 minutes | 2017-06-14 | SMS Systems | - | - | Power Connected from DR
ATM00034 | Dhaka-Offsite | DHAKA | Sonargaon Zone-A | CONCORD ARCADIA ATM | Shop-141, Concord Arcadia Shopping Mall, Plot-1 &2, Road-4, Dhanmondi R.A., Dhaka | Socomec | Modulys | 3kVA Long | 2 hours | 2008-09-05 | Tech Valley Solutions Ltd | PI91373005R00000 | DHK-CRNARD-ATM-UPS001
ATM00042 | Dhaka-Branch | DHAKA | Sonargaon Zone-A | DHANMONDI BRANCH ATM | House - 21, Road - 8, Dhanmondi R. A., Dhaka | UNICOL | UNICOL | 3kVA Long | 2 hours | 2014-08-20 | Unicol Bangladesh | 130427-130435126 | DHK-DHAN-BR-UPS001
ATM00059 | Dhaka-Offsite | DHAKA | Sonargaon Zone-B | SHYAMOLI BRANCH ATM | Plot-16-A/5, Ring Road, Block-F, Mohammadpur Housing Estate, Dhaka | UNICOL | UNICOL | 3kVA Long | 2 hours | 2012-05-06 | Unicol Bangladesh | 1203-1122554 | DHK-SHY-BR-UPS001
ATM00067 | ATM & CDM | CHITTAGONG | Branch | PANCHLAISH BRANCH ATM | 14 Panchlaish R.A., (Near Chittagong Medical College Hospital), Chittagong | UNICOL | UNICOL | 3kVA Long | 2 hours | 2013-05-06 | Tech Valley Solutions Ltd | 102145-5241141 | CTG-PANCH-BR-UPS001
ATM00083 | ATM & CDM | DHAKA | Mirpur Zone-A | MIRPUR BRANCH ATM | Plot -17, Road-3, Block-A, Sec.-11, Mirpur, Dhaka | TESCOM | 3 KVAXL | 3kVA Long | 2 hours | 2019-10-17 | Elite Power Technology | 900011712171194 |  | Replaced
ATM00092 | ATM & CDM | KHULNA | Branch | KHULNA BRANCH ATM | Taymun Centre & Properties, 181 Khan-A-Sabur Road, Shibbari More, Khulna | TESCOM | 3 KVAXL | 3kVA Long | 2 hours | 2019-11-12 | Elite Power Technology | 900011712171214 | - | Replaced
ATM00117 | Dhaka-Offsite | DHAKA | Sonargaon Zone-A | SHIMANTO SQUARE ATM | Shimanto Square, Dhanmondi, Dhaka | Socomec | Modulys | 3kVA Long | 2 hours | 2008-09-05 | Tech Valley Solutions Ltd | PI64014010R00018 | DHK-SMNT-ATM-UPS001
ATM00125 | Branch ATM | CHITTAGONG | Branch | AGRABAD BRANCH ATM | 33 Agrabad C. A. Chittagong | TESCOM | 3 KVAXL | 3kVA Long | 2 hours | 2020-09-01 | Elite Power Technology | 90002005080923 |  | Replaced
ATM00133 | ATM & CDM | CHITTAGONG | Branch | JUBILEE ROAD BRANCH ATM | Mannan Bhaban (Ground Floor), 156 Nur Ahmed Sarak, Jubilee Road, Chittagong | UNICOL | UNICOL | 3kVA Long | 2 hours | 2014-02-20 | Tech Valley Solutions Ltd | 130427-130435162 | CTG-JUBL-BR-UPS001
ATM00141 | ATM & CDM | CHITTAGONG | Branch | CTG. NEW MARKET BRANCH ATM | House No. 904/731, Ground & First Floor, HSS Road, Alkaran, Kotowali, Chittagong | UNICOL | UL-3KVA | 3kVA Long | 2 hours | 2013-01-22 | Unicol Bangladesh
ATM00158 | Branch ATM | CHITTAGONG | Branch | CHANDGAON BRANCH ATM | House-16, Road -1, Block- A, Chandgaon R.A., Chittagong | Socomec | Modulys | 3kVA Long | 2 hours | 2010-11-08 | Tech Valley Solutions Ltd | 8754236 | CTG-CHANDG-BR-UPS001
ATM00166 | Chittagong-Offsite | CHITTAGONG | CTG Zone-A | ISPAHANI ATM | Ispahani Building, Lalkhan Bazar, Chittagong | UNICOL | UL 3KVA | 3kVA Long | 2 hours | 2013-03-27 | Tech Valley Solutions Ltd | 120726-120781100 | CTG-ISPAH-ATM-UPS001
ATM00182 | Dhaka-Branch | DHAKA | Branch | NARAYANGANJ BRANCH ATM | 64 BB Road (Islam Plaza), Narayangonj | UNICOL | UNICOL | 3kVA Long | 2 hours | 2013-06-06 | Unicol Bangladesh | 1302-254142 | DHK-NARJ-BR-UPS001
ATM00216 | Dhaka-Offsite | DHAKA | PB Zone-B | BAILY ROAD ATM | Girls Guide House, Baily Road, Dhaka | UNICOL | UL 3KVA | 3kVA Long | 2 hours | 2013-06-05 | Tech Valley Solutions Ltd | 1303-44574571 | DHK-BAILY-ATM-UPS001
ATM00224 | ATM & CDM | DHAKA | Sonargaon Zone-A | DHANMONDI 4/A ATM | BETS Center, Baitul Iqra, House- 15, Road- 4/A, Dhanmondi R. A., Dhaka | APOLLO | 2300HS-L | 3kVA Long | 2 hours | 2015-11-25 | Tech Valley Solutions Ltd | 150611278550254 | DHK-BELT-ATM-UPS001 | replace socomec-3kva-TVSL-2008
ATM00232 | Dhaka-Offsite | DHAKA | PB Zone-B | MALIBAGH ATM | 176/1 D.I.T. Road, Malibagh, Dhaka | UNICOL | UNICOL | 3kVA Long | 2 hours | 2012-08-04 | Tech Valley Solutions Ltd | 12145-556621 | DHK-MALI-ATM-UPS001 | Runs With 3KVA Short Backup
ATM00257 | ATM & CDM | DHAKA | GB Zone-A | BASHUNDHARA BRANCH ATM | Plot-15, Block-A, Bashundhara R.A., Baridhara | UNICOL | UNICOL | 3kVA Long | 2 hours | 2014-08-20 | Unicol Bangladesh | 140612-140539293 | DHK-BASHUN-BR-UPS002 | replace socomec-3kva-TVSL-2008
ATM00265 | ATM & CDM | DHAKA | Mirpur Zone-B | KHILKHET 1ST ATM | 02/A Rajuk Trade Center, Nikunja, Dhaka | Socomec | Modulys | 3kVA Long | 2 hours | 2008-08-07 | Tech Valley Solutions Ltd | 584574 | DHK-KHILK-ATM-UPS001
ATM00281 | ATM & CDM | SYLHET | Sylhet Zone | SYLHET UPASAHAR BR ATM | Upashahar Gas Bhaban, Mehdi Bagh, Sylhet | UNICOL | UL 3KVA | 3kVA Long | 2 hours | 2014-03-28 | Tech Valley Solutions Ltd | 130427-130435126 | SYL-UPA-BR-UPS001
ATM00299 | Branch ATM | RAJSHAHI | Branch | RAJSHAHAI BRANCH ATM | Doinik Barta Complex (Ground Floor), Alupotti, Natore Road, Rajshahi-6000 | UNICOL | UNICOL | 3kVA Long | 2 hours | 2014-08-20 | Tech Valley Solutions Ltd | 140418-140328022 | RAJ-BR-UPS001 | replaced Socomec-3kva(std)-2008-TVSL
ATM00349 | ATM & CDM | DHAKA | PB Zone -A | MOTIJHEEL BRANCH ATM | 88 Motijheel C. A., Dhaka | Socomec | Tech Valley | 3kVA Long | 2 hours | 2008-06-06 | Tech Valley Solutions Ltd | 55412414 | DHK-MOTI-BR-UPS001 | Mar-2019 Scocomec has been found faulty
ATM00356 | ATM & CDM | RAJSHAHI | Branch | BOGURA BRANCH ATM | 1020/1092 Satani Mega Centre, Sherpur Road, Bogura-5800 | TESCOM | 3 KVAXL | 3kVA Long | 2 hours | 2020-06-10 | Elite Power Technology | 900031912040171 | - | Replaced | 2020-06-10 | EBL Faridpur Branch | 3kVA Long | TESCOM | 3 KVAXL | Elite Power Technology | Replaced
ATM00364 | Dhaka-Offsite | DHAKA | PB Zone -A | CHAWKBAZAR ATM | 11 No water works Road, Rahamatgonj, Chawk Mughultully, Dhaka | TESCOM | 3 KVAXL | 3kVA Long | 2 hours | 2020-02-04 | Elite Power Technology | - | - | Replaced | 2020-02-04 | Chawk Mughultully | 3kVA Long | TESCOM | 3 KVAXL | Elite Power Technology | Replaced
ATM00380 | Dhaka-Offsite | DHAKA | Mirpur Zone-A | RUPNAGAR ATM | Road – 21, House-60, Rupnagar R/A, Mirpur, Dhaka | UNICOL | UL 3KVA | 3kVA Long | 2 hours | 2012-08-04 | Tech Valley Solutions Ltd | 110222-110029271 | DHK-RUPNGR-ATM-UPS001 | ok
ATM00406 | Branch ATM | CHITTAGONG | Branch | RAOZAN BRANCH ATM | Shop- D-2, Bharetoshowry Market, Noapara Pathar Hat, Raozan, Chittagong | UNICOL | UNICOL | 3kVA Long | 2 hours | 2013-02-02 | Tech Valley Solutions Ltd | 1304-251485 | CTG-RAO-BR-UPS002 | 2013
ATM00414 | Dhaka-Branch | DHAKA | Branch | BOARDBAZAR BRANCH ATM | Omar Ali Plaza, House 1, Block C, Board Bazar, Gazipur | APOLLO | 2300HS-L | 3kVA Long | 2 hours | 2015-08-18 | Tech Valley Solutions Ltd | 150202514050015 | DHK-BOARDB-BR-UPS001 | Pre: Socomec; Ven: Tech Valley; pur dt:06-06-2008
ATM00422 | Dhaka-Branch | DHAKA | Branch | KERANIGANJ BRANCH ATM | Dackpara Road, Shahid Nagar, Keranigonj, Dhaka | UNICOL | Tech Valley | 3kVA Long | 2 hours | 2012-05-06 | Tech Valley Solutions Ltd | 120202-111306200 | DHK-KER-BR-UPS001 | need replace
ATM00430 | ATM & CDM | DHAKA | Branch | MOGHBAZAR BRANCH ATM | Shafi Complex, 1/A West Moghbazar, New Circular Road, Ramna, Dhaka | UNICOL | UNICOL | 3kVA Long | 2 hours | 2018-05-27 | Unicol Bangladesh |  |  | Replaced
ATM00448 | ATM & CDM | DHAKA | Mirpur Zone-B | UTTARA SEC.7 ATM | 9 Sonargaon Janapath Road, Sector-7, Uttara | Socomec | Modulys | 3kVA Long | 2 hours | 2008-09-05 | Tech Valley Solutions Ltd | 9652478 | DHK-UTTR7ATM-UPS001
ATM00463 | Branch ATM | CHITTAGONG | Branch | COX'S BAZAR BRANCH ATM | 10 Hotel Motel Zone, Kolatali Road, Cox’s Bazar | TESCOM | 3 KVAXL | 3kVA Long | 2 hours | 2019-09-22 | Elite Power Technology | 900011712171154 | - | Replaced
ATM00471 | Dhaka-Offsite | DHAKA | Sonargaon Zone-A | EASTERN MOLLIKA ATM | Eastern Mollika Shopping City, 26/ 1-2 Elephant Road, Dhaka | TESCOM | 3 KVAXL | 3kVA Long | 2 hours | 2019-06-24 | Elite Power Technology | 900031806120544 | - | Replaced | 2019-06-24 | EASTERN MOLLIKA ATM | 3kVA Long | TESCOM | 3 KVAXL | Elite Power Technology | Replaced
ATM00505 | Branch ATM | SYLHET | Sylhet Zone | ZINDA BAZAR ATM | Blue Water Shopping City, Joler Par Road, Zindabazar, Shylet | UNICOL | UNICOL | 3kVA Long | 2 hours | 2014-03-28 | Tech Valley Solutions Ltd | 131206-131501166 | SYL-ZIND-ATM-UPS001
ATM00521 | Branch ATM | KHULNA | Branch | Jashore BRANCH ATM | Holding Number : 0852-00 , Ground Floor, Imesh Babu Lean, R.N road Jessore. Kotwali , Jessore-7400 | APOLLO | 2300HS-L | 3kVA Long | 2 hours | 2015-11-11 | Tech Valley Solutions Ltd | E150611278559869 | KHL-JESS-ATM-UPS002
ATM00539 | ATM & CDM | DHAKA | Sonargaon Zone-A | EAST PANTHOPATH ATM | 4 Panthopath, Royel Tower, Dhaka | UNICOL | UL-3KVA | 3kVA Long | 2 hours | 2014-11-05 | Unicol Bangladesh | 120202-111306228 | DHK-PANTH-ATM-UPS001
ATM00547 | Dhaka-Offsite | DHAKA | GB Zone-A | CARDS CENTER ATM | Sabera Tower (Ground Floor), 42 Gulshan North C.A., Road 52, Dhaka 1212 | UNICOL | UNICOL | UL 3KVA | 15 minutes | 2014-05-20 | Tech Valley Solutions Ltd | 131206-131501126 | DHK-CARDS-SERV-UPS003
ATM00554 | ATM & CDM | SYLHET | Sylhet Zone | SYLHET CHOUHATTA BRANCH ATM | Firoz Centre, 891/KA, Chouhatta, Sylhet | APOLLO | 2300HS-L | 3kVA Long | 2 hours | 2009-06-05 | Tech Valley Solutions Ltd | 150611278550279 | SYL-CHOU-BR-UPS001 | Pre: APC; Ven: Flora; Pur:05-06-2009
ATM00570 | Branch ATM | SYLHET | Branch | MOULOVI BAZAR BRANCH ATM | 26 Sylhet Trunk Road (1st Floor), Moulvoi Bazar, Sylhet | UNICOL | UNICOL | 3kVA Long | 2 hours | 2014-08-20 | Tech Valley Solutions Ltd | 140418-140328084 | SYL-MOUL-BR-UPS002
ATM00588 | Dhaka-Offsite | DHAKA | GB Zone-B | MOHAKHALI ATM | Madona Tower, 28 Mohakhali C. A., Dhaka | APOLLO | 2300HS-L | 3kVA Long | 2 hours | 2016-07-24 | Orient Computers | 4800830065 | DHK-MOHAKHALI-ATM-UPS001
ATM00596 | Dhaka-Branch | DHAKA | GB Zone-B | BANASREE BRANCH ATM | 10 Banasree Main Road, Block- C, Banasree Residential Area, Rampura Dhaka | APOLLO | 2300HS-L | 3kVA Long | 2 hours | 2016-05-30 | Tech Valley Solutions Ltd | 6254214 | DHK-BANSR-BR-UPS001 | Pre: Socomec; Ven: Tech Valley; pur dt:06-06-2008
ATM00604 | Chittagong-Offsite | CHITTAGONG | CTG Zone-B | CEPZ ATM | Bay Shopping Centre, Chittagong Export Processing Zone, Chittagong | UNICOL | UL 3KVA | 3kVA Long | 2 hours | 2013-03-27 | Tech Valley Solutions Ltd | 120726-120781095 | CTG-CEPZ-ATM-UPS001
ATM00612 | Dhaka-Branch | DHAKA | Sonargaon Zone-B | SATMASJID ROAD BRANCH ATM | ANZ Square, Plot No, 53,Road No, 3/A, Satmosjid Road, Dhanmondi, Dhaka-1209, Bangladesh | UNICOL | UL-3KVA | 3kVA Long | 2 hours | 2019-10-07 | Unicol Bangladesh | - | - | Unicol 3kVA New SL Not found
ATM00620 | Dhaka-Branch | DHAKA | Branch | SAVAR BRANCH ATM | Brishti Villa, E/3 Talabagh, Thana Road, Savar, Dhaka | Socomec | Tech Valley | 3kVA Long | 2 hours | 2009-05-26 | Tech Valley Solutions Ltd | 2105254485 | DHK-SVR-BR-UPS001 | UPS Full set replaced Oct 2018
ATM00638 | Branch ATM | CHITTAGONG | Branch | CHOUMUHANI BRANCH ATM | Kiron Imperial, Holding-1460 Karimpur Road, Choumohani, Noakhali | APC | APC | 3kVA Long | 2 hours | 2009-06-05 | Tech Valley Solutions Ltd | 9865412 | CTG-CHOU-BR-UPS001
ATM00653 | Khulna-Offsite | KHULNA | Branch | KHULNA ROYAL ATM | 32/1 KDA Avenue Royal Chottor, Khulna | UNICOL | UNICOL | 3kVA Long | 2 hours | 2014-08-13 | Tech Valley Solutions Ltd | 131612140539319 | KHL-ROYEL-ATM-UPS03
ATM00661 | Branch ATM | CHITTAGONG | Branch | SIRAJUDDOWLAH ATM | 94 Siraj-Ud-Doula Road, Dewan Bazaar, Chandanpura, Chittagong | UNICOL | UNICOL | 3kVA Long | 2 hours | 2013-02-02 | Tech Valley Solutions Ltd | 121203-121300155 | CTG-SIRAJ-BR-UPS001
ATM00687 | Dhaka-Offsite | DHAKA | PB Zone-B | EASTERN PLUS ATM | Eastern Plus, 145 Shantinagar, Dhaka | Socomec | ITY-TW030B | 3kVA Long | 2 hours | 2008-09-05 | Tech Valley Solutions Ltd | 3I10300217 | DHK-ESTRPLS-ATM-UPS001
ATM00711 | Dhaka-Offsite | DHAKA | GB Zone-A | WESTIN ATM | The Westin Dhaka, Plot No. 1 CWN (B), Road No. 45, Gulshan-2, Dhaka-1212 | PowerTree | 1200VA | 1kVA Standard | 15 minutes | 2018-07-04 | Techno XpressBD | - | - | Replaced
ATM00745 | Dhaka-Branch | DHAKA | Branch | NAWABGANJ BRANCH ATM | Hossain Plaza, 281 Nawabgonj, Dhaka | TESCOM | 3 KVAXL | 3kVA Long | 2 hours | 2019-09-22 | Elite Power Technology | 900011712171152 | - | Replaced
ATM00752 | Dhaka-Branch | DHAKA | Mirpur Zone-A | Mirpur Dar-us-salam Br. ATM | 10 Dar-Us- Salam Road, Mirpur-01, Dhaka-1216 | Socomec | Tech Valley | 3kVA Long | 2 hours | 2008-08-07 | Tech Valley Solutions Ltd | 635255 | DHK-DARUSSLM-BR- UPS001
ATM00778 | ATM & CDM | CHITTAGONG | Branch | AGRABAD BRANCH LOBBY ATM | 33 Agrabad C. A., Chittagong | UNICOL | UNICOL | 3kVA Long | 2 hours | 2013-06-05 | Tech Valley Solutions Ltd | 120202-111306197 | CTG-AGR-BR-UPS001 | 2012
ATM00786 | ATM & CDM | DHAKA | Branch | TANGAIL BRANCH ATM | Rahman Center (1st Floor), 55 Victoria Road, Tangail | APOLLO | 2300HS-L | 3kVA Long | 2 hours | 2015-10-31 | Tech Valley Solutions Ltd | 150611278550199 | SHK-TANG-BR-UPS001 | Pre: Socomec; Ven: Tech Valley; pur dt:06-05-2012
ATM00794 | Branch ATM | MYMENSINGH | Branch | MYMENSINGH SME BRANCH ATM | Hamida Market , 45 Choto Bazar, Kotwaly, Mymensingh | UNICOL | UL-3KVA | 3kVA Long | 2 hours | 2019-03-07 | Unicol Bangladesh | 900031811060836 | - | Replaced | 2019-03-07 | MYMENSINGH SME BRANCH ATM | 3kVA Long | UNICOL | UL-3KVA | Unicol Bangladesh | Replaced
ATM00802 | Dhaka-Branch | DHAKA | Branch | BHIRAB SME BRANCH ATM | Holding-0161-00, Bhairab Bazar, Kishorgonj, Bhairab | UNICOL | UNICOL | 3kVA Long | 2 hours | 2014-05-20 | Tech Valley Solutions Ltd | 131206-131501165 | SYL-BHAIRB-BR-UPS001 | replaced Socomec-3kva-2008-TVSL
ATM00810 | Branch ATM | CHITTAGONG | Branch | HALISHAHAR BRANCH ATM | House-01 (1st Floor), Road- 01 , Block- L, Halishahar Housing Estate, Chittagong | Socomec | Modulys | 3kVA Long | 2 hours | 2008-08-26 | Tech Valley Solutions Ltd | 21548523 | CTH-HALIS-BR-UPS001
ATM00828 | Dhaka-Offsite | DHAKA | PB Zone -A | NAZIMUDDIN ROAD ATM | S H Plaza, 90/91 Nazimuddin Road (Opposite Sheikh Borhanuddin College), Lalbagh, Dhaka | APOLLO | 2300HS-L | 3kVA Long | 2 hours | 2015-01-25 | Tech Valley Solutions Ltd | 140318140117202 | DHK-NAZIM-ATM-UP002 | replace socomec-3KAV
ATM00836 | Dhaka-Offsite | DHAKA | Mirpur Zone-B | UTTARA SEC-3 ATM | House-18, Road-16, Jasimuddin Avenue, Sector 3, Uttara, Dhaka-1212 | Ablarex | Ablarex | 3kVA Long | 2 hours | 2010-06-05 | Tech Valley Solutions Ltd | MA9C4560007 | DHK-HO-IT-UPS010
ATM00844 | Dhaka-Branch | DHAKA | Branch | UTTARA Garibe Newaj Branch ATM | Plot No. 15 (1st Floor), Garib-E-Newaz Avenue, Sector-11, Uttara, Dhaka-1230 | TESCOM | 3 KVAXL | 3kVA Long | 2 hours | 2019-06-24 | Elite Power Technology | 900031806120549 | - | Replaced | 2019-06-24 | UTTARA Garibe Newaj Branch ATM | 3kVA Long | TESCOM | 3 KVAXL | Elite Power Technology | Replaced
ATM00869 | Dhaka-Offsite | DHAKA | PB Zone -A | PATAN I.C. ROAD ATM | 35/A Purana Paltan Line, VIP ( Inner Circular Road), Dhaka | UNICOL | UNICOL | 3kVA Long | 2 hours | 2012-08-04 | Tech Valley Solutions Ltd | 120202-111306186 | DHK-INNE-ATM-UPS001
ATM00877 | Dhaka-Offsite | DHAKA | PB Zone-B | BIJOYNAGAR ATM | 45 Bijoynagar, Saiham Sky View Tower, Dhaka | UNICOL | UNICOL | 3kVA Long | 2 hours | 2012-05-06 | Tech Valley Solutions Ltd | 12056-201458 | DHK-BIJOY-ATM-UPS001
ATM00893 | ATM & CDM | DHAKA | Mirpur Zone-B | TONGI ATM | Senakalyan Commercial Complex, Ground Floor, Tongi, Gazipur | UNICOL | UNICOL | 3kVA Long | 2 hours | 2012-08-04 | Tech Valley Solutions Ltd | 111124-1110342 | DHK-TONG-ATM-UPS001 | need replace
ATM00901 | Chittagong-Offsite | CHITTAGONG | CTG Zone-A | CTG. CHAWKBAZAR ATM | Moti Tower, 68 College Road, Chowkbazar C.A., Chittagong | UNICOL | UNICOL | UL 3KVA | 15 minutes | 2014-05-20 | Tech Valley Solutions Ltd | 120726-120781108 | CTG-CHWK-ATM-UPS001
ATM00919 | Chittagong-Offsite | CHITTAGONG | CTG Zone-A | BAYEZID BOSTAMI RD ATM | 178 Baizid Bostami Road, Chittagong | APOLLO | 2300HS-L | UL 3KVA | 15 minutes | 2016-07-24 | Orient Computers | 11278550161 | CTG-BAIJID-ATM-UPS002
ATM00927 | Dhaka-Offsite | DHAKA | Mirpur Zone-B | UTTARA LAKE DRIVE ATM | House-15, Sector-07, Lake Drive Road, Uttara, Dhaka-1230 | Socomec | Modulys | 3kVA Long | 2 hours | 2008-09-05 | Tech Valley Solutions Ltd | 8544174 | DHK-UTRLKDRV-UPS001
ATM00943 | Dhaka-Offsite | DHAKA | Sonargaon Zone-B | SHAYAMOLI ATM | Shop- C 104, Ground Floor, Plot-27/1/B, Road-03, Shymaoli, Dhaka | APOLLO | 2300HS-L | UL 3KVA | 15 minutes | 2016-07-24 | Orient Computers | 11278550113, | DHK- SHAMOLY2-ATM-UPS001
ATM00950 | ATM & CDM | DHAKA | Sonargaon Zone-A | HATIRPOOL ATM | 234 New Elephant Road, Khairunnesa Mansion, Dhaka 1205 | UNICOL | UNICOL | 3kVA Long | 2 hours | 2014-05-20 | Tech Valley Solutions Ltd | 131206-131501168 | DHK-HATRL-ATM-UPS001
ATM00968 | Dhaka-Offsite | DHAKA | GB Zone-A | KHILKHET LAKE CITY ATM | House- Kha –100/2, Khilket Lake City Road, Dhaka | UNICOL | UL 3KVA | 3kVA Long | 2 hours | 2013-06-05 | Tech Valley Solutions Ltd | 1303-44574572 | DHK-KHIL-ATM-UPS002
ATM00976 | ATM & CDM | DHAKA | Sonargaon Zone-A | NEW MARKET ATM | 186 Govt. New Market, Dhaka | APOLLO | 2300HS-L | 3kVA Long | 2 hours | 2015-10-21 | Unicol Bangladesh | 150611278350051 | DHK-NEWMRKT-ATM-UPS001 | unicol 3kVA on Sep-2020 sl# 120202111306198
ATM00992 | Dhaka-Offsite | DHAKA | Sonargaon Zone-A | BASHUNDHARA CITY ATM | Bashundhara Shopping Mall, Level-7, East Panthopath, Dhaka | UNICOL | UNICOL | 3kVA Standard | 15 minutes | 2013-06-05 | Tech Valley Solutions Ltd | 1112-5248744 | DHK-HO-BCDL-UPS001
ATM01000 | Dhaka-Branch | DHAKA | GB Zone-A | HEAD QUERTER ATM | 100 Gulshan Avenue, Dhaka-1212
ATM01008 | Dhaka-Branch | DHAKA | Branch | DOHAR BRANCH ATM | Ashraf Ali Chowdhury Plaza, Joypara College, Joypara Bazar, Dohar, Dhaka | Socomec | HF-3KL(3KVA) | 3kVA Long | 2 hours | 2015-08-05 | Unicol Bangladesh | 111124-111034168 | DHK-DOHR-BR-001
ATM01016 | ATM & CDM | CHITTAGONG | Branch | O R NIZAM RD. BRANCH LOBBY ATM | Avenue Centre, 787 CDA Avenue, Chittagong | UNICOL | UNICOL | 3kVA Long | 2 hours | 2014-02-20 | Tech Valley Solutions Ltd | 130427-130435181 | SYL-ORNIZM-BR-UPS001
ATM01024 | Dhaka-Offsite | DHAKA | Sonargaon Zone-B | FIRMGATE ATM | 115/ A Airport Road, Tejgaon, (Opposite to Tejgaon Thana), Dhaka-1215 | Socomec | Modulys | UL 3KVA | 15 minutes | 2008-09-09 | Tech Valley Solutions Ltd | 965854 | DHK-FARM-ATM-UPS001
ATM01032 | ATM & CDM | DHAKA | Branch | KERANIGANJ SME BRANCH ATM | Green Tower (1st floor), East Aganagar, Keranigonj, Dhaka | UNICOL | UNICOL | 3kVA Long | 2 hours | 2012-05-06 | Tech Valley Solutions Ltd | 120202-111306269 | DHK-KER-SMEBR-UPS001 | need replace
ATM01040 | Branch ATM | SYLHET | Branch | BISHWANATH BRANCH ATM | Khurshid Ali Shopping Complex, Notun Bazar, Bishwanath, Sylhet | UNICOL | UNICOL | 3kVA Long | 2 hours | 2013-12-05 | Tech Valley Solutions Ltd | 13005-254788 | SYL-BISW-ABR-UPS001
ATM01057 | Dhaka-Branch | DHAKA | Branch | FARIDPUR BRANCH ATM | 7/216 Golpukur Shopping Complex, Alipur, Faridpur | TESCOM | 3 KVAXL | 3kVA Long | 2 hours | 2020-06-10 | Elite Power Technology | 90002030301 | - | Replaced | 2020-06-10 | EBL Faridpur Branch | 3kVA Long | TESCOM | 3 KVAXL | Elite Power Technology | Replaced
ATM01065 | ATM & CDM | DHAKA | PB Zone-B | SHANTINAGAR ATM | Kulsum Tower, 40-41 Siddheswari Circular Road, Dhaka | UNICOL | UNICOL | 3kVA Long | 2 hours | 2012-05-06 | Tech Valley Solutions Ltd | 120202-111306216 | DHK-SHAN-ATM-UPS002 | need replace
ATM01081 | ATM & CDM | CHITTAGONG | CTG Zone-A | SANMAR OCEAN CITY ATM | Sanmar Ocean City, Shop I & II, Ground Floor, 997 CDA Avenue, Chittagong | UNICOL | UNICOL | UL 3KVA | 15 minutes | 2013-03-27 | Tech Valley Solutions Ltd | 110520-110299222 | CTG-SNMR-ATM-UPS001
ATM01099 | Branch ATM | CHITTAGONG | Branch | KHATUNGONJ BRANCH ATM | 173 Khatungonj Badsha Market, Chittagong | APOLLO | 2300HS-L | 3kVA Long | 2 hours | 2016-05-30 | Tech Valley Solutions Ltd | 1246985 | CTG-KHATUN-BR-UPS001
ATM01107 | Branch ATM | CHITTAGONG | Branch | LOHAGORA BRANCH ATM | M K Shopping Center (1st Floor), Bottali Main Road, Lohagora, Chittagong | APOLLO | 2300HS-L | 3kVA Long | 2 hours | 2015-11-05 | Tech Valley Solutions Ltd | 150611278550232 | CTG-LOHA-UPS001
ATM01115 | Branch ATM | CHITTAGONG | Branch | HATHAZARI BRANCH ATM | Haji Sultan Market, Hathazari Bus Stand, Hathazari, Chittagong | APOLLO | 2300HS-L | 3kVA Long | 2 hours | 2016-05-30 | Tech Valley Solutions Ltd | 8854263 | CTG-HATHAZ-BR-UPS001 | Pre: Socomec UPS; Ven: TVSL: pur: 26-08-2008
ATM01123 | Dhaka-Branch | DHAKA | GB Zone-B | PROGATI SHARANI BR ATM | Plot-103/A, Progati Sharanee, Dhaka | UNICOL | UNICOL | 3kVA Long | 2 hours | 2011-05-09 | Tech Valley Solutions Ltd | 110520-110299237 | DHK-PROG-BR-UPS001 | ok
ATM01131 | ATM & CDM | DHAKA | Sonargaon Zone-A | AZIMPUR BRANCH ATM | Tulip Feroza Dream (1st Floor), 104 Azimpur Road, Dhaka | UNICOL | UL-3KVA | 3kVA Long | 2 hours | 2011-05-09 | Unicol Bangladesh | 110520-110299250 | DHK-AZIM-BR-UPS001
ATM01149 | Dhaka-Branch | DHAKA | Branch | MADHABDI BRANCH ATM | 242/1 Algi Road, Madhabdi Bazar, Madhabdi | UNICOL | UNICOL | 3kVA Long | 2 hours | 2011-02-02 | Tech Valley Solutions Ltd | 110520-110299251 | DHK-MADH-BR-UPS001 | ok
ATM01156 | Branch ATM | CHITTAGONG | Branch | CUMILLA BRANCH ATM | Holding No. 195, Chowdhury Plaza, Jail Road, Jhawtola, Kotwali, Ward No. 10, Cumilla | UNICOL | UNICOL | 3kVA Long | 2 hours | 2011-03-03 | Tech Valley Solutions Ltd | 1112-11254887 | CTG-COM-BR-UPS01
ATM01180 | Dhaka-Offsite | DHAKA | PB Zone -A | JOHNSON ROAD ATM | 41 Johnson Road ( Roy Saheb Bazar), Dhaka | UNICOL | UNICOL | UL 3KVA | 15 minutes | 2012-08-04 | Tech Valley Solutions Ltd | 111124-111034240 | DHK-JOHN-ATM-UPS001 | ok
ATM01198 | Dhaka-Branch | DHAKA | PB Zone-B | KHILGAON Branch ATM | Farid Community Center, 574/C Khilgaon Chowdhury Para, Dhaka-1219 | UNICOL | UNICOL | 3kVA Long | 2 hours | 2011-06-26 | Tech Valley Solutions Ltd | 110222-110029299 | DHK-KHILG-ATM-UPS001 | need replace
ATM01214 | Dhaka-Offsite | DHAKA | PB Zone-B | BASHABO ATM | 43/13 Sobuj Kanon, Atish Dipankar Road, Dhaka | UNICOL | UNICOL | UL 3KVA | 15 minutes | 2012-06-06 | Tech Valley Solutions Ltd | 110520-110299255 | DHK-BASBO-ATM-UPS001 | ok
ATM01248 | ATM & CDM | DHAKA | Sonargaon Zone-B | MONIPURI PARA ATM | 20 Monipuri Para, Sangshad Avenue Road, Dhaka-1215 | UNICOL | UNICOL | 3kVA Long | 2 hours | 2011-06-26 | Tech Valley Solutions Ltd | 110222-110029305 | DHK-MONI-ATM-UPS001 | ok
ATM01263 | ATM & CDM | DHAKA | GB Zone-B | MOHAKHALI AMTOLI ATM | 100 Mohakhali C.A., Dhaka-1212 | APOLLO | 2300HS-L | UL 3KVA | 15 minutes | 2015-12-12 | Tech Valley Solutions Ltd | 3EAM140408498250259 | DHK-MOHK-ATM-UPS002 | Unicol IPS has changed, Purchase date 2011
ATM01271 | ATM & CDM | DHAKA | Sonargaon Zone-A | DHANMONDI-6 ATM | House-09, Road-06 ( Former), Bhasa Sainik Abul Kalam Shamsuddin Sarak, Dhanmondi R.A., Dhaka | UNICOL | UNICOL | UL 3KVA | 15 minutes | 2008-09-09 | Tech Valley Solutions Ltd |  | DHK-DHN6-ATM-UPS001
ATM01313 | Rangpur-Offsite | RANGPUR | Branch | RANGPUR BRANCH ATM | 11 Jail Road, Dhap, Ward No. 01, Kotwali, Rangpur City Corporation, Rangpur | UNICOL | UNICOL | 3kVA Long | 2 hours | 2013-12-05 | Tech Valley Solutions Ltd | 1112-11445841 | RAJ-RANG-BR-UPS001
ATM01347 | Dhaka-Offsite | DHAKA | Mirpur Zone-B | KHILKHET 2ND ATM | 02/A Rajuk Trade Center, Nikunja, Dhaka | UNICOL | UNICOL | UL 3KVA | 15 minutes | 2011-02-27 | Tech Valley Solutions Ltd | 111124-111034254 | DHK-GUL-ATM-UPS001 | Back From EBL GULSHAN TEJ. LINK RD ATM01297
ATM01362 | Dhaka-Offsite | DHAKA | PB Zone -A | WARI ATM | 2/6 Nawab Street, Wari, Dhaka | UNICOL | UNICOL | 3kVA Long | 2 hours | 2011-06-26 | Tech Valley Solutions Ltd | 111124-111034200 | DHK-WAR-ATM-UPS001 | need replace
ATM01370 | Dhaka-Offsite | DHAKA | Sonargaon Zone-B | KARWAN BAZAR ATM | Pragati Insurance Bhaban, Ground Floor, 20-21 Kawran Bazar, Dhaka -1215 | UNICOL | UNICOL | UL 3KVA | 2 hours | 2012-07-06 | Tech Valley Solutions Ltd | 111124-111034225 | DHK-KARNBZR-ATM-UPS002 | ok
ATM01388 | Chittagong-Offsite | CHITTAGONG | CTG Zone-A | MURADPUR ATM | Karims Icon, 73/74 Muradpur, Asian Highway, Chittagong | UNICOL | UNICOL | UL 3KVA | 15 minutes | 2012-08-25 | Tech Valley Solutions Ltd | 111124-111034221 | CTG-MURAD-ATM-UPS001
ATM01396 | Chittagong-Offsite | CHITTAGONG | Branch | FENI ATM | 238 S S K Road, Feni, Chittagong | UNICOL | UNICOL | UL 3KVA | 15 minutes | 2012-05-18 | Tech Valley Solutions Ltd | 1112-5524145 | CTG-FENI-ATM-UPS001 | Sent a backup from Dhaka on 26 Jul 2018
ATM01438 | Branch ATM | RANGPUR | Branch | RANGPUR ATM | G L Roy Road Kotowali, Rangpur | UNICOL | UNICOL | UL 3KVA | 15 minutes | 2012-08-25 | Tech Valley Solutions Ltd | 1206-254887 | RAJ-RANG-ATM-UPS002
ATM01446 | Dhaka-Offsite | DHAKA | PB Zone -A | R K MISSION RD ATM | 1 R K Mission Road, Ittefaq Bhaban, Dhaka 1203 | UNICOL | UNICOL | UL 3KVA | 15 minutes | 2012-07-06 | Tech Valley Solutions Ltd | 1202-2541432 | DHK-RKMIS-ATM-UPS001
ATM01453 | ATM & CDM | DHAKA | PB Zone-B | RAMPURA ATM | 337/1 East Rampura, DIT Road, Rampura, Dhaka ( on the south side of BTV Bhaban), Dhaka | UNICOL | UNICOL | UL 3KVA | 15 minutes | 2012-07-06 | Tech Valley Solutions Ltd | 120202-111306220 | DHK-RAMPU-ATM-UPS001 | need replace
ATM01461 | ATM & CDM | DHAKA | Sonargaon Zone-A | SONARGAON RD BRANCH ATM | AHN Tower, Ground Floor, 13 Biponon C.A, Bir Uttam C R Datta Road, ( Sonargoan Road), Bangla Motor, Dhaka 1205 | UNICOL | UL-3KVA | 3kVA Long | 2 hours | 2019-03-07 | Unicol Bangladesh | 900031811060001 | - | Replaced | 2019-03-07 | SONARGAON RD BRANCH ATM | 3kVA Long | UNICOL | UL-3KVA | Unicol Bangladesh | Replaced
ATM01479 | ATM & CDM | DHAKA | Branch | SHANTINAGAR BRANCH LOBBY ATM | Iris Noorjehan, 104 Kakrail Road (1st floor), Ramna, Dhaka | Socomec | Sicon | 3kVA Long | 2 hours | 2008-08-07 | Tech Valley Solutions Ltd | 987414254 | DHK-SHNT-SERV-UPS01
ATM01487 | Dhaka-Offsite | DHAKA | Sonargaon Zone-B | ASAD GATE ATM | Plot-1/11, Block-A, Lalmatia Housing Estate, Mirpur Road, Dhaka | UNICOL | UNICOL | UL 3KVA | 15 minutes | 2012-07-06 | Tech Valley Solutions Ltd | 120202-111306182 | DHK-ASAD-ATM-UPS001 | ok
ATM01495 | Chittagong-Offsite | CHITTAGONG | CTG Zone-B | BONDOR GATE ATM | 185 Strand Road, Bondor, Hakim Mini Super Market, Chittagong | UNICOL | UNICOL | UL 3KVA | 15 minutes | 2012-08-25 | Tech Valley Solutions Ltd | 120202-111306198 | CTH-BOND-ATM-UPS001
ATM01511 | Dhaka-Branch | DHAKA | Branch | DEPZ BRANCH ATM | Mazid Tower, PO:Gazir Chat,PS: Ashulia, Baipail, Savar, Dhaka | UNICOL | UNICOL | 3kVA Long | 2 hours | 2012-05-06 | Tech Valley Solutions Ltd | 120202-111306202 | DHK-DEPZ-BR-UPS002 | need replace
ATM01529 | Branch ATM | CHITTAGONG | Branch | NAZIRHAT BRANCH ATM | Zaria Community Center, (Adjacent to Darbar Gate), Nazirhat, Fatikchari, Chittagong | UNICOL | UNICOL | 3kVA Long | 2 hours | 2012-05-18 | Tech Valley Solutions Ltd | 120202-111306219 | CTG-NAJIR-BR-UP001
ATM01545 | Dhaka-Offsite | DHAKA | PB Zone -A | Principal Branch 2nd ATM | Jiban Bima Bhaban, 10 Dilkusha C.A., Dhaka
ATM01560 | ATM & CDM | DHAKA | PB Zone-B | SHEGUN BAGICHA ATM | 42/1 Kha Shagunbagicha, Dhaka | UNICOL | UNICOL | UL 3KVA | 15 minutes | 2013-08-06 | Tech Valley Solutions Ltd | 1304-78745124 | DHK-SEGUN-ATM-UPS001
ATM01594 | Dhaka-Offsite | DHAKA | PB Zone-B | NOYATOLA ATM | 550 Noyatola, Moghbazar | UNICOL | UNICOL | 3kVA Long | 2 hours | 2013-08-06 | Tech Valley Solutions Ltd | 130427130435156 | DHK-NOYA-ATM-UPS001
ATM01602 | Branch ATM | SYLHET | Branch | B.BARIA BRANCH ATM | Malek Khayer Plaza, 95 Paikpara, Jame Masjid Road ( North side of Kumarshil Point), Brahmanbaria. | UNICOL | UNICOL | 3kVA Long | 2 hours | 2012-08-25 | Tech Valley Solutions Ltd | 13052-554841 | SYL-BBARIA-BR-UPS01
ATM01610 | Dhaka-Branch | DHAKA | Branch | ASHKONA BRANCH ATM | Hazi Komoruddin Tower 27, Ashkona, Dakshinkhan Dhaka-1230 | UNICOL | UNICOL | 3kVA Long | 2 hours | 2012-05-06 | Tech Valley Solutions Ltd | 111124-111034167 | DHK-DKHN-BR-UPS001 | ok
ATM01628 | Branch ATM | CHITTAGONG | CTG Zone-A | MEHEDIBAGH BRANCH ATM | Epic Emdad Heights 38 Chatteshawri Circle ( Gr. Floor), Mehdibagh, Chittagong | UNICOL | UNICOL | 3kVA Long | 2 hours | 2012-05-18 | Tech Valley Solutions Ltd | 111124-111032436 | CTG-MEHDI-BR-UP001
ATM01636 | Dhaka-Offsite | DHAKA | Mirpur Zone-A | MIRPUR-2 ATM | House No-04, Road No-09, Block - H, Mirpur-2, Dhaka-1216 | UNICOL | UNICOL | UL 3KVA | 15 minutes | 2012-09-26 | Tech Valley Solutions Ltd | 111124-111034216 | DHK-MIRPR2-ATM- UPS002 | ok
ATM01644 | ATM & CDM | DHAKA | Mirpur Zone-A | MIRPUR-1 ATM | Crescent Homes, 150/1 Shah Ali Bagh, Mirpur -1, Dhaka
ATM01651 | Dhaka-Offsite | DHAKA | Branch | DEPZ ATM | DEPZ Extension area, DEPZ, Savar, Dhaka | UNICOL | UNICOL | UL 3KVA | 15 minutes | 2012-09-26 | Tech Valley Solutions Ltd | 111124-111034166 | DHK-DEPZ-BR-UPS001 | need replace
ATM01677 | ATM & CDM | DHAKA | Branch | JASHIMUDDIN RD BRANCH ATM | Plot-3 & 3/A, Sector-3, Uttara, Dhaka | UNICOL | UNICOL | 3kVA Long | 2 hours | 2016-09-03 | Tech Valley Solutions Ltd | 1308-0147245 | DHK-JASIM-BR-UPS001
ATM01685 | Branch ATM | CHITTAGONG | Branch | MAIJDEE BRANCH ATM | Ali Plaza, Maijdee, Noakhali | UNICOL | UNICOL | 3kVA Long | 2 hours | 2012-05-18 | Tech Valley Solutions Ltd | 12054-000555 | CTG-MAIZ-BR-UPS001
ATM01693 | Branch ATM | CHITTAGONG | Branch | BHATIARI BRANCH ATM | Sajeda Bhaban(GF, 1st & 2nd floor), beside H. Akbar Ali Road, Bhatiari, Chittagong | UNICOL | UNICOL | 3kVA Long | 2 hours | 2012-05-18 | Tech Valley Solutions Ltd | 111124-111034190 | CTG-BHAT-BR-UPS001
ATM01701 | ATM & CDM | DHAKA | GB Zone-B | BANANI BRANCH ATM | Skylark Mark84, Plot- 84, Road-11, Block- D, Banani, Dhaka-1213 | UNICOL | UNICOL | 3kVA Long | 2 hours | 2013-02-02 | Tech Valley Solutions Ltd | 1304-2541498 | DHK-BAN-BR-UPS001
ATM01712 | Dhaka-Offsite | DHAKA | PB Zone -A | FAKIRAPOOL ATM | 118 DIT Extension Road, Fakirpool | UNICOL | UNICOL | UL 3KVA | 15 minutes | 2013-08-06 | Tech Valley Solutions Ltd | 1308-9922441 | DHK-FAKIR-ATM-UPS002
ATM01723 | Dhaka-Offsite | DHAKA | Mirpur Zone-A | WORLD BANK ATM | Plot E 32, Sher-e-Bangla Nagar, Agargaon, Dhaka, Bangladesh, Dhaka-1207 | UNICOL | UNICOL | 3kVA Standard | 15 minutes | 2012-09-26 | Tech Valley Solutions Ltd | 1235-22414 | DHK-WRLDBNK-ATM001
ATM01724 | Dhaka-Offsite | DHAKA | PB Zone -A | LALBAGH ATM | 30/1 A Dhakeswary Road, Lalbagh Chowrasta, Dhaka, 1211 | UNICOL | UNICOL | UL 3KVA | 15 minutes | 2012-09-26 | Tech Valley Solutions Ltd | 12120-552244 | DHK-LALBAG-ATM-UPS001
ATM01725 | Dhaka-Offsite | DHAKA | Sonargaon Zone-B | Kazi Nazrul Islm. Ave ATM | Ali Bhaban, 92 Kazi Nazrul Islam Avenue, Kawran Bazar, Dhaka, 1215 | UNICOL | UNICOL | UL 3KVA | 15 minutes | 2014-05-25 | Tech Valley Solutions Ltd | 1405-051141 | DHK-KAWRAN-ATM-UPS002
ATM01726 | Chittagong-Offsite | CHITTAGONG | CTG Zone-B | ALONKAR MOOR ATM | Shop-04, Alonkar Shopping Complex, Alonkar More, Pahartoli, Chittagong. | APOLLO | 2300HS-L | UL 3KVA | 15 minutes | 2015-06-02 | Orient Computers | 3EAM140408498230004 | CTG-ALONKER-ATM-UOS01
ATM01727 | ATM & CDM | CHITTAGONG | Branch | JAMAL KHAN BR ATM | CPDL AM Majesta, 84 Jamal Khan, Chittagong -4000 | UNICOL | UNICOL | UL 3KVA | 15 minutes | 2013-09-03 | Tech Valley Solutions Ltd | 1311-0058546 | CTG-JAMAL-ATM-UPS002
ATM01728 | Branch ATM | CHITTAGONG | Branch | DOHAZARI BR ATM | Hazari Tower, First Floor, Dohazari, Chandanaish, Chittagong-4382 | UNICOL | UNICOL | UL 3KVA | 15 minutes | 2013-09-03 | Tech Valley Solutions Ltd | 1305-1245254 | CTG-DOHAZ-BR-UPS001
ATM01729 | Dhaka-Branch | DHAKA | Branch | PANCHOBOTI BR ATM | House No. 101 & 102, Ponchoboti Moor, Fatullah , Narayanganj, 1420 | APOLLO | 2300HS-L | UL 3KVA | 15 minutes | 2017-04-09 | Orient Computers
ATM01731 | ATM & CDM | DHAKA | Mirpur Zone-A | KAZIPARA ATM | 571 Abm Manson, Kazipara, Mirpur, Dhaka, 1216 | UNICOL | UNICOL | UL 3KVA | 15 minutes | 2014-05-05 | Tech Valley Solutions Ltd | 14023-65824 | DHK-KAZI-ATM-UPS001
ATM01732 | Dhaka-Offsite | DHAKA | Sonargaon Zone-A | 32/2 MIRPUR RD ATM | Oriental Latimi Shopping Mall, 32/2 Mirpur Road, Newmarket, Dhaka, 1205 | UNICOL | UNICOL | UL 3KVA | 15 minutes | 2014-02-10 | Tech Valley Solutions Ltd | 1305-654824 | DHK-LATIMI-ATM-UPS001
ATM01734 | Dhaka-Offsite | DHAKA | Sonargaon Zone-B | DHANMONDI 27(NEW) ATM | House-405/C, Road-27 (Old) 16(New), Dhanmondi, Dhaka, 1209 | UNICOL | UNICOL | UL 3KVA | 15 minutes | 2012-06-15 | Tech Valley Solutions Ltd | 130805-130895240 | DHK-DHN27-ATM-UPS002
ATM01737 | Branch ATM | SYLHET | Sylhet Zone | SYLHET CHOUHATTA BRANCH LOBBY ATM | Firoz Centre, 891/KA,Chouhatta, Sylhet | UNICOL | UL 3KVA | 3kVA Long | 2 hours | 2013-12-05 | Tech Valley Solutions Ltd | 1209-2101254 | SYL-CHOU-BR-UPS002
ATM01738 | Dhaka-Offsite | DHAKA | Mirpur Zone-B | UTTARA SEC.7 2ND ATM | 9 Sonargaon Janapath Road, Sector- 7, Uttara | UNICOL | UNICOL | UL 3KVA | 15 minutes | 2014-05-05 | Tech Valley Solutions Ltd | 1303-1144558524 | DHK-GAUS-ATM-UPS001 | UPS & Battery out of order, 1 KVA std support
ATM01741 | ATM & CDM | CHITTAGONG | CTG Zone-A | YUNUSCO 2ND ATM | Shop-21 (Ground Floor), Yunusco City Center, 567 CDA Avenue, Chittagong | Socomec | Modulys | 3kVA Long | 2 hours | 2008-10-25 | Tech Valley Solutions Ltd | 8547452 | CTG-YOUNS-ATM-UPS001
ATM01743 | Chittagong-Offsite | CHITTAGONG | CTG Zone-B | PAHARTOLI ATM | Torab Arcade, DT Road, Pahartoli, Chittagong. | UNICOL | UNICOL | 3kVA Long | 2 hours | 2014-03-28 | Tech Valley Solutions Ltd | 130427-130435164 | CTG-PAHAR-ATM-UPS001
ATM01744 | Chittagong-Offsite | CHITTAGONG | CTG Zone-B | SHEIKH MUJIB ROAD ATM | 304 Sheikh Mujib Road, Agrabad, Chittagong.
ATM01746 | Dhaka-Offsite | DHAKA | Sonargaon Zone-B | MOHAMMADIA HOUSING ATM | House-18, Road- 02, Mohammadia Housing Society, Mohammadpur, Dhaka. | UNICOL | UNICOL | UL 3KVA | 15 minutes | 2014-04-02 | Tech Valley Solutions Ltd | 131206-131201139 | DHK-MDPHUS-ATM-UPS001
ATM01747 | Dhaka-Offsite | DHAKA | Sonargaon Zone-B | ZAKIR HOSSAIN ROAD ATM | House-C-1, Block-E, Zakir Hossain Road, Mohammadpur, Dhaka. | UNICOL | UNICOL | 3kVA Long | 2 hours | 2014-02-10 | Tech Valley Solutions Ltd | 1303-1144558566 | DHK-ZAKIR-ATM-UPS001
ATM01750 | Branch ATM | KHULNA | Branch | FULBARIGATE BRANCH ATM | Fulbarigate, Jogipol Union, PS- Khanjahan Ali, Dist: Khulna | UNICOL | UNICOL | 3kVA Long | 2 hours | 2014-07-02 | Tech Valley Solutions Ltd | 140418-140328053 | KHL-FUL-BR-UPS003
ATM01751 | Branch ATM | BARISAL | Branch | BARISAL BRANCH ATM | Bishnupriya Bhaban (1st Floor) 69 Sadar Road, Barisal | UNICOL | UNICOL | 3kVA Long | 2 hours | 2014-07-02 | Tech Valley Solutions Ltd | 140418-140328083 | KHL-BARI-BR-UPS001
ATM01752 | Dhaka-Offsite | DHAKA | GB Zone-B | UDAY TOWER ATM | Uday Tower (Ground Floor),Plot No. 57 & 57A, Gulshan Avenue (South) Circle-1, Dhaka-1212 | PowerTree | 1200VA | 1kVA Standard | 15 minutes | 2020-07-30 | Techno XpressBD | - | - | Replaced | 2020-07-30 | UDAY TOWER ATM | 1kVA Standard | Power Tree | 1KVA | Techno XpressBD | Replaced
ATM01753 | Dhaka-Offsite | DHAKA | Mirpur Zone-A | MIRPUR ORGINAL-10 ATM | House-01,Road- 04,Section-06, Block -A, Mirpur -10,Dhaka-1216 | UNICOL | UNICOL | UL 3KVA | 15 minutes | 2017-09-20 | Unicol Bangladesh
ATM01754 | Dhaka-Offsite | DHAKA | Branch | FARIDPUR OFFSITE ATM | Khandokar Mansion, House No-74, Niltuli Masjid Bari Road, Faridpur | UNICOL | HF-3KL(3KVA) | 3kVA Long | 2 hours | 2014-11-24 | Unicol Bangladesh | 140612-140539316
ATM01755 | Dhaka-Offsite | DHAKA | GB Zone-A | BARIDHARA-J BLOCK ATM | House-54, Progati Sarani Road, Block-J, Baridhara, Dhaka | UNICOL | UNICOL | UL 3KVA | 15 minutes | 2014-02-10 | Tech Valley Solutions Ltd | 140612-140539300 | DHK-BARID-ATM-UPS001
ATM01756 | Dhaka-Branch | DHAKA | Branch | SONARGAON BRANCH ATM | Bhuiyan Plaza, Habibpur, Sonargaon, Mograpara, Narayangonj | UNICOL | UNICOL | 3kVA Long | 2 hours | 2014-12-10 | Tech Valley Solutions Ltd | 140418140328055 | DHK-MUGSONR-UPS001
ATM01757 | Branch ATM | SYLHET | Branch | FENCHUGONJ BRANCH ATM | Tuta Mia Mansion Fenchugonj Bazar, Fenchugonj, Sylhet | UNICOL | UNICOL | 3kVA Long | 2 hours | 2014-12-09 | Tech Valley Solutions Ltd | 140418140328050 | SYL-FENCH-BR-UPS001
ATM01758 | ATM & CDM | DHAKA | Mirpur Zone-A | DHK. CANT. KACHOKET ATM | Rajanigandha Super Market Area.Kachoket Bazar ,Dhaka | UNICOL | UNICOL | UL 3KVA | 15 minutes | 2015-01-25 | Unicol Bangladesh | 140 418- 140 328 027 | DHK-CANT-ATM-UPS01
ATM01759 | Dhaka-Branch | DHAKA | GB Zone-A | NORTH GULSHAN BRANCH ATM | Kalpana House, 169 Gulshan North Avenue, Gulshan-2, Dhaka | APOLLO | 2300HS-L | 3kVA Long | 2 hours | 2017-04-09 | Orient Computers
ATM01760 | Barishal-Offsite | BARISAL | Branch | BARISAL ATM | 42/44 , Sadar Road , Barisal | UNICOL | UNICOL | UL 3KVA | 15 minutes | 2015-01-25 | Unicol Bangladesh | 140418-140 328 058 | KHL-BARI-ATM-UPS001
ATM01761 | ATM & CDM | DHAKA | GB Zone-B | BANANI ROAD-11 ATM | B & B Empire, House-116, Road-11, Block- E, Banani, Dhaka | UNICOL | UNICOL | UL 3KVA | 15 minutes | 2015-01-25 | Unicol Bangladesh | 140 418-140 328 037 | DHK-BANANI-ATM-UPS01
ATM01762 | ATM & CDM | DHAKA | Mirpur Zone-A | DHK. CANT. POST OFFICE ATM | Post office Area ,Dhaka Cantonment .Dhaka | UNICOL | UNICOL | UL 3KVA | 15 minutes | 2015-01-25 | Unicol Bangladesh | 140 904 00 23 | DHK-CANT2-ATM-UPS01
ATM01763 | Branch ATM | CHITTAGONG | CTG Zone-A | KHULSHI BRANCH ATM | 10, Zakir Hossain Road, Khulshi, Chittagong | UNICOL | UNICOL | 3kVA Long | 2 hours | 2014-02-20 | Tech Valley Solutions Ltd | 1406-135405 | CTG-KHUL-ATM-UP001
ATM01765 | ATM & CDM | DHAKA | GB Zone-A | GP HOUSE ATM | GP House (Level#01), Bashundhara, Baridhara, Dhaka | APOLLO | 2300HS-L | 3kVA Standard | 15 minutes | 2015-07-26 | Orient Computers
ATM01766 | Dhaka-Offsite | DHAKA | Mirpur Zone-B | NITOL NILOY TOWER ATM | Nitol Niloy Tower, Ground Floor Lobby area, Plot 42 & 69, Nikunja North C. A., Airport Road, Dhaka | APOLLO | 2300HS-L | 3kVA Standard | 15 minutes | 2015-07-26 | Orient Computers | 150202514050038 | DHK-GPHOUSE-NILOY-UPS01
ATM01767 | ATM & CDM | DHAKA | Branch | NARAYANGONJ SME BR ATM | SS Tower, 30/14 Loyal Tank Road, Taanbazar, Narayangonj | Socomec | Socomec | 3kVA Long | 2 hours | 2008-10-25 | Tech Valley Solutions Ltd |  |  | Apollo 2300HS-L as Support on 8-July-2019, SL# 3EAM150905800840024
ATM01768 | Dhaka-Offsite | DHAKA | GB Zone-A | GULSHAN-2 ATM | 121/C Gulshan Avenue,Gulshan-02, Dhaka-1212
ATM01769 | ATM & CDM | DHAKA | GB Zone-A | GULSHAN NORTH BRANCH ATM | Kalpana House, 169 Gulshan North Avenue, Gulshan-2, Dhaka | UNICOL | UNICOL | 3kVA Long | 2 hours | 2014-12-09 | Tech Valley Solutions Ltd | 140418140328055 | DHK-NRTGUL-BR-UPS001
ATM01770 | ATM & CDM | CHITTAGONG | CTG Zone-B | GP CHITTAGONG ATM, Pahartoli | Grameenphone Ltd.,Chittagong Regional Office, Pahartoli, Ambagan, Khulshi,Chittagong | APOLLO | 2300HS-L | 3kVA Standard | 15 minutes | 2015-07-26 | Orient Computers
ATM01771 | Dhaka-Branch | DHAKA | Branch | MAWNA BRANCH ATM | Creative Bhaban, Mawna Chowrasta, Gazipur | APOLLO | 2300HS-L | 3kVA Long | 2 hours | 2016-02-03 | Orient Computers | 11278550172, | DHK-MAWNA-BR-UPS001
ATM01772 | Dhaka-Branch | DHAKA | Branch | BHULTA BRANCH ATM | Rabet Al Hasan Shopping Center Pvt Limited, Bhulta Bus Stand, Rupgonj, Narayangonj | APOLLO | 2300HS-L | 3kVA Long | 2 hours | 2016-02-03 | Orient Computers | 1127850235 | DHK-BHULTA-BR-UPS001
ATM01773 | Chittagong-Offsite | CHITTAGONG | Branch | COX'S BAZAR OFFSITE ATM | Shafiq Center, Main Road, Cox’s Bazar | UNICOL | UNICOL | 3kVA Standard | 15 minutes | 2013-03-27 | Tech Valley Solutions Ltd | 12154-201412 | CTG-COX-ATM-UPS003
ATM01774 | Branch ATM | CHITTAGONG | Branch | MURADPUR BRANCH ATM | Jumairah Fairmont Trade Center, 327 (Old) CDA Avenue, Ward: 08, Muradpur, Chittagong. | APOLLO | 2300HS-L | 3kVA Long | 2 hours | 2016-05-15 | Orient Computers | 3EAL150611278550296 | CTG-MURAD-BR-UPS001
ATM01776 | Branch ATM | SYLHET | Sylhet Zone | MIRABAZAR ATM | Mira Tower, Mirabazar, Sylhet.
ATM01777 | Dhaka-Offsite | DHAKA | GB Zone-B | SHAHJADPUR ATM | K-53/2, Progati Sharani, Shahjadpur, Dhaka
ATM01778 | Dhaka-Offsite | DHAKA | GB Zone-A | BASUNDHARA R/A ATM | Block C, Umme Kulsum Road, Basundhara R/A, Baridhara, Dhaka-1219 | APOLLO | 2300HS-L | UL 3KVA | 15 minutes | 2016-07-24 | Orient Computers | 11278550127, | DHK-BASHUNDHARAC-ATM-UPS001
ATM01779 | Dhaka-Offsite | DHAKA | GB Zone-B | MOHAKHALI PARAGON ATM | 05 Mohakhali Dhaka( Paragon House) | UNICOL | UNICOL | UL 3KVA | 15 minutes | 2011-02-27 | Tech Valley Solutions Ltd | 111124-111034168 | DHK-MOHK-ATM-UPS002 | need replace
ATM01780 | Chittagong-Offsite | CHITTAGONG | CTG Zone-B | CEPZ 2ND ATM | Bay Shopping Centre, Chittagong Export Processing Zone, Chittagong | TESCOM | 3 KVAXL | 3kVA Long | 2 hours | 2019-09-22 | Elite Power Technology | 900011712171153 |  | Replaced
ATM01784 | ATM & CDM | DHAKA | Sonargaon Zone-B | TAJMAHAL ROAD ATM | 12/9 Tajmahal Road, Block C, Mohammadpur, Dhaka-1207 | APOLLO | 2300HS-L | 3kVA Long | 2 hours |  | Orient Computers
ATM01785 | ATM & CDM | DHAKA | Mirpur Zone-B | DHK. CANT.ECB CHATTAR ATM | Online Center, 572/L, Matikata, Mirpur DOHS Road, ECB Chattar, Dhaka Cantonment, Dhaka-1206. | APOLLO | 2300HS-L | UL 3KVA | 15 minutes |  | Orient Computers
ATM01786 | ATM & CDM | CHITTAGONG | CTG Zone-A | FINLAY SQUARE ATM | Finlay Square, 5 Sholo Shahar, East Nasirabd, beside Biplob Udyan, 2 no. gate, Chittagong. | APOLLO | 2300HS-L | UL 3KVA | 15 minutes |  | Orient Computers
ATM01787 | Chittagong-Offsite | CHITTAGONG | CTG Zone-B | KEPZ ATM01794, ATM01787 - 2 nos | Sea Orchid Tower, 139 Steel Mill Bazar, KEPZ Circle, North Potenga, KEPZ, Chittagong. | APOLLO | 2300HS-L | UL 3KVA | 15 minutes |  | Orient Computers | 30028
ATM01788 | Chittagong-Offsite | CHITTAGONG | CTG Zone-B | AIRPORT RD ATM | Gawshia Building, 2102 Airport road, CEPZ, Chittagong | APOLLO | 2300HS-L | UL 3KVA | 15 minutes |  | Orient Computers
ATM01789 | Chittagong-Offsite | CHITTAGONG | CTG Zone-A | CHANDGAON ATM | B.Alam Tower, Holding no:2787/B/4428, Bahir Signal, Chandgaon, Chittagong. | APOLLO | 2300HS-L | 3kVA Long | 2 hours |  | Orient Computers
ATM01790 | Chittagong-Offsite | CHITTAGONG | CTG Zone-A | FINLAY SQUARE 2ND ATM | Finlay Square, 5 Sholo Shahar, East Nasirabd, beside Biplob Udyan, 2 no. gate, Chittagong.
ATM01791 | Dhaka-Branch | DHAKA | GB Zone-B | GULSHAN AVE BRANCH ATM | Z N Tower, Ground Floor, Plot # SW (I)-2, Road # 08, Gulshan-1, Dhaka. | APOLLO | 2300HS-L | 3kVA Long | 2 hours | 2017-04-09 | Orient Computers | 1100169735C2853900226
ATM01792 | Dhaka-Offsite | DHAKA | Mirpur Zone-A | RENATA ATM | Renata Pharmaceuticals, Plot #1,Milk vita road ,sec #7 , Mirpur , Dhaka-1216g
ATM01793 | Dhaka-Offsite | DHAKA | Mirpur Zone-A | Mirpur 10 CIRCLE ATM | 231 Central Plaza, Senpara Parbata, Mirpur, Dhaka. | UNICOL | UNICOL | UL 3KVA | 15 minutes | 2014-09-15 | Tech Valley Solutions Ltd | 140612-140539318 | DHK-MIR-ATM-UPS002 | Battery Replaced Nov-2018
ATM01795 | Dhaka-Branch | DHAKA | Branch | ASHULIA BRANCH ATM | Ashraf Plaza, DEPZ Road, Jamgora, Ashulia, Savar, Dhaka. | APOLLO | 2300HS-L | 3kVA Long | 2 hours | 2016-12-14 | Orient Computers | 3EAM150905800840054 | DHK-UPS-ASHULIA-UPS001
ATM01796 | Dhaka-Branch | DHAKA | Mirpur Zone-A | ROKEYA SARANI BRANCH ATM | 220/A, 1/1, F&I Tower, Begum Rokeya Sarani, Shewrapara, Mirpur, Dhaka.
ATM01797 | Rajshahi-Offsite | RAJSHAHI | Branch | RAJSHAHI ATM | 105 Kazihata, Greater Road,Rajpara, Rajshahi,6000 | UNICOL | UNICOL | 3kVA Long | 2 hours | 2014-10-02 | Tech Valley Solutions Ltd | 1409-2014144 | RAJ-RAJPARA-ATM-UPS02 | replaced Socomec-3kva(std)-2008-TVSL
ATM01799 | Dhaka-Offsite | DHAKA | Mirpur Zone-B | UTTARA LAKE DRIVE 2nd ATM | House # 15, Sector # 07, Lake Drive Road, Uttara, Dhaka-1230 | UNICOL | UNICOL | UL 3KVA | 15 minutes | 2012-09-26 | Tech Valley Solutions Ltd | 111124-111034215 | DHK-MIRPR1-ATM- UPS003 | EBL MIRPUR 1 ATM has stopped and ternsfered the UPS
ATM01800 | Khulna-Offsite | KHULNA | Branch | KHULNA SONADANGA AFC ATM | A-19 Mojid Soroni, Sonadanga, Khulna | APOLLO | 2300HS-L | 3kVA Standard | 15 minutes | 2015-07-26 | Orient Computers | 1050202514050026 | KHL-SONADNG-ATM-UPS03
ATM01801 | Branch ATM | SYLHET | Sylhet Zone | SYLHET BANDAR BAZAR ATM | Bashir Uddin Complex, Laldighirpar, GC Road, Bandar Bazar, Sylhet
ATM01802 | Dhaka-Branch | DHAKA | Branch | MOUCHAK BRANCH ATM | Siddque Shopping Complex, Mouchak Union, Kaliakor, Gazipur, Bangladesh. | UNICOL | UNICOL | 3kVA Long | 2 hours | 2018-03-22 | Unicol Bangladesh
ATM01804 | Mymensingh-Offsite | MYMENSINGH | Branch | MYMENSINGH SADAR ATM | GP Regional Office, Ground Floor, Ferdous Tower, 1 Shamacharan Ray Road, Mymensingh Sadar, Mymensingh | UNICOL | UNICOL | UL 3KVA | 15 minutes | 2018-03-18 | Unicol Bangladesh
ATM01805 | Dhaka-Offsite | DHAKA | GB Zone-B | KAMAL ATATURK AVN ATM | Borak Mehnur, 51/b, Kamal Ataturk Avenue, Banani, Dhaka: 1213
ATM01806 | Chittagong-Offsite | CHITTAGONG | CTG Zone-B | CEPZ AIRPORT RD 2ND ATM | Gawshia Building, 2102 Airport road, CEPZ, Chittagong | APOLLO | 2300HS-L | 3kVA Long | 2 hours | 2015-10-31 | Orient Computers | 3EAL150611278550271 | CTG-CEPZ-ATM-UPS001
ATM01807 | Dhaka-Offsite | DHAKA | Mirpur Zone-B | TONGI 2ND ATM | Senakalyan Commercial Complex, Ground Floor, Tongi, Gazipur
ATM01808 | Dhaka-Offsite | DHAKA | DEPZ Zone | MAWNA Green Smart Shirt 2 nos ATM01828, ATM01808 | Green Smart Shirt Ltd. Tepirbari, Teli Hati Union, Sreepur- Mawna, Gazipur. | APOLLO | 2300HS-L | UL 3KVA | 15 minutes | 2016-07-24 | Orient Computers | 4800830043, | DHK-GUL BR-ATM-UPS002 | Dismantle from Gulshan br. Richmond tower
ATM01809 | Chittagong-Offsite | CHITTAGONG | Branch | EBL HOTEL SEA CROWN ATM | Hotel Sea Crown, Marine Drive, Kolatoli New Beach, Kolatoli Cox’s Bazar | UNICOL | UNICOL | 3kVA Long | 2 hours | 2012-05-18 | Tech Valley Solutions Ltd | 111201-2014510 | CTG-OCEPRD-ATM-UPS001
ATM01810 | Chittagong-Offsite | CHITTAGONG | CTG Zone-A | EBL BAHADDARHAT ATM | Ghowsia Akbor Tower, 352 Arkan road, Badurtola, Bahaddarhat, Panchlaish, Chattogram) | UNICOL | UNICOL | UL 3KVA | 15 minutes | 2012-07-06 | Tech Valley Solutions Ltd | 120202-111306228 | DHK-GUL-ATM-UPS003 | Closed On 30-Nov-2018 previously EBL NORTH GULSHAN ATM01420, Address- 175 A Gulshan Avenue, Gulshan -2, Dhaka
ATM01811 | Dhaka-Offsite | DHAKA | PB Zone-B | EBL FOREIGN MINISTRY ATM | Ministry of Foreign Affairs, Government of the People’s Republic of Bangladesh, Shegunbagicha, Dhaka-1000 | Kehua | KR-3000 | 3kVA Standard | 15 minutes | 2019-01-03 | Express Systems Limited | 50C110119076HC100008 | - | New ATM | 2019-01-03 | EBL Ministry of Foreign Affairs Shegunbagicha ATM & CDM | 3kVA Standard | Kehua | KR-3000 | Express Systems Limited | New ATM
ATM01811 | CDM-Offsite | DHAKA | PB Zone-B | EBL FOREIGN MINISTRY CDM | Ministry of Foreign Affairs, Government of the People’s Republic of Bangladesh, Shegunbagicha, Dhaka-1000 | Kehua | KR-3000 | 3kVA Standard | 15 minutes | 2019-01-03 | Express Systems Limited | 50C110119076HC100055 | - | New CDM | 2019-01-03 | EBL Ministry of Foreign Affairs Shegunbagicha ATM & CDM | 3kVA Standard | Kehua | KR-3000 | Express Systems Limited | New CDM
ATM01812 | Dhaka-Offsite | DHAKA | Mirpur Zone-B | EBL ARMY GOLF CLUB ATM | Dhaka Cantonment, Dhaka 1206 | Kehua | KR-3000 | 3kVA Standard | 15 minutes | 2019-02-12 | Express Systems Limited | 50C110119076HC100022 | - | New ATM | 2019-02-12 | EBL Ministry of Foreign Affairs Shegunbagicha ATM & CDM | 3kVA Standard | Kehua | KR-3000 | Express Systems Limited | New ATM
ATM01813 | Dhaka-Offsite | DHAKA | Mirpur Zone-A | EBL ICT MINISTRY ATM01813 | ICT Division, Government of the People’s Republic of Bangladesh, Level-01, ICT Tower, Agargaon, Dhaka | Kehua | KR-3000 | 3kVA Standard | 15 minutes | 2019-04-24 | Express Systems Limited | 50C110119076HC100049 | - | New ATM | 2019-04-24 | EBL Ministry of Foreign Affairs Shegunbagicha ATM & CDM | 3kVA Standard | Kehua | KR-3000 | Express Systems Limited | New ATM
ATM01814 | Rajshahi-Offsite | RAJSHAHI | Branch | EBL NATORE ATM01814 | Pran Agro Limited,Gorosthan Bazar, Chandpur, Natore | TESCOM | 3 KVAXL | 3kVA Long | 2 hours | 2019-06-24 | Elite Power Technology | 900031806120597 | - | New ATM | 2019-06-24 | EBL NATORE ATM01814 | 3kVA Long | TESCOM | 3 KVAXL | Elite Power Technology | New ATM
ATM01815A | Dhaka-Offsite | DHAKA | GB Zone-A | EBL JFP HYPERMART ATM01815-A | Jamuna Wholesale Club Ltd, Level: Basement-1, Jamuna Future Park Shopping Mall, Ka-244, Progati Sarani, Kuril, Baridhara, Dhaka-1229 | TESCOM | 3KVA | 3kVA Standard | 15 minutes | 2019-09-24 | Elite Power Technology | 900011712171155 | - | New ATM | 2019-09-24 | EBL JFP HYPERMART ATM01815-A | 3kVA Standard | TESCOM | 3KVA | Elite Power Technology | ATM1
ATM01815B | Dhaka-Offsite | DHAKA | GB Zone-A | EBL JFP HYPERMART ATM01815-B | Jamuna Wholesale Club Ltd, Level: Basement-1, Jamuna Future Park Shopping Mall, Ka-244, Progati Sarani, Kuril, Baridhara, Dhaka-1229 | TESCOM | 3KVA | 3kVA Standard | 15 minutes | 2019-09-24 | Elite Power Technology | 900011712171156 | - | New ATM | 2019-09-24 | EBL JFP HYPERMART ATM01815-B | 3kVA Standard | TESCOM | 3KVA | Elite Power Technology | ATM2
ATM01816 | Dhaka-Branch | DHAKA | Branch | EBL KANCHPUR ATM01816 | Heaven House (BD) Ltd, Ground Floor, 96 Kanchpur, Shiddirgonj, Narayangonj
ATM01817 | Dhaka-Offsite | DHAKA | DEPZ Zone | EBL GAZIPUR PARAGON ATM01817 | Paragon Poultry Limited (Feed Division), Baniarchala, Memberbari, Gazipur | TESCOM | 3KVA | 3kVA Standard | 15 minutes | 2019-10-01 | Elite Power Technology | 900011712171167 | - | New ATM | 2019-10-01 | EBL GAZIPUR PARAGON ATM01817 | 3kVA Standard | TESCOM | 3KVA | Elite Power Technology | New ATM
ATM01818 | Dhaka-Branch | DHAKA | Branch | EBL CHANDRA ATM01818 | Ground Floor, Sattar Road, Palli Bidyut ,Chandra, Gazipur | TESCOM | 3 KVAXL | 3kVA Long | 2 hours | 2019-08-29 | Elite Power Technology | 900017712171162 | - | New Agent Banking | 2019-08-29 | EBL CHANDRA ATM01818 | 3kVA Long | TESCOM |  | Elite Power Technology | New Agent Banking
ATM01819 | Dhaka-Offsite | DHAKA | PB Zone-B | EBL NORTH SOUTH ROAD ATM01819 | 49 Syed Nazrul Islam Shoroni North South Road, Dhaka-1100 | TESCOM | 3 KVAXL | 3kVA Long | 2 hours | 2019-10-31 | Elite Power Technology | 900011712171194 | - | New ATM | 2019-10-31 | EBL NORTH SOUTH ROAD ATM01819 | 3kVA Long | TESCOM | 3 KVAXL | Elite Power Technology | New ATM
ATM01820 | Chittagong-Offsite | CHITTAGONG | CTG Zone-A | EBL KALURGHAT ATM01820 | R&S Tower, C&B, B.F.I.D.C Road, Opposite of Fire Service, Kalurghat Heavy I/A, Chandgaon, Chattagram | TESCOM | 3 KVAXL | 3kVA Long | 2 hours | 2019-10-03 | Elite Power Technology | 900011712171171 |  | New ATM
ATM01821 | Branch ATM | CHITTAGONG | Branch | EBL MIRSARAI ATM01821 | Rene Mia Master Shopping Complex,Dhaka Chattaragram Highway, Po & PS: Mirsarai, Chattagram | TESCOM | 3 KVAXL | 3kVA Long | 2 hours | 2019-08-29 | Elite Power Technology | 900011712171158 | - | New Agent Banking | 2019-08-29 | EBL MIRSARAI ATM01821 | 3kVA Long | TESCOM |  | Elite Power Technology | New Agent Banking
ATM01822 | Branch ATM | KHULNA | Branch | EBL DAULATPUR ATM01822 | S.S Center, 1/1 Upper Jashore Road, Daulatpur,Khulna. | TESCOM | 3 KVAXL | 3kVA Long | 2 hours | 2019-12-15 | Elite Power Technology | 900011712171259 |  | New Agent Banking
ATM01823 | Dhaka-Offsite | DHAKA | GB Zone-C | EBL RUPGANJ ATM01823 | City Economic Zone (Private Economic Zone by City Group), City Staff Quarter, Holding No-498, 499, Ward No-4, Tarabo, Rupganj, Narayanganj | TESCOM | 3 KVAXL | 3kVA Long | 2 hours | 2019-12-19 | Elite Power Technology | - | - | New ATM | 2019-12-19 | EBL RUPGANJ ATM01823 (City EPZ) | 3kVA Long | TESCOM | 3 KVAXL |  | New ATM
ATM01824 | Dhaka-Offsite | DHAKA | Mirpur Zone-B | EBL MIRPUR DOHS ATM01824 | Opposite of Mirpur DOHS Main Gate, Shagufta Road, Holding No- 3448, Block –G, Shagufta Housing, Pallobi, Dhaka | TESCOM | 3 KVAXL | 3kVA Long | 2 hours | 2020-01-06 | Elite Power Technology | 900011712171270 | - | New ATM | 2020-01-06 | EBL MIRPUR DOHS ATM01824 | 3kVA Long | TESCOM | 3 KVAXL | Elite Power Technology | New ATM
ATM01825 | Dhaka-Offsite | DHAKA | DEPZ Zone | EBL KONABARI PAYROLL ATM01825, ATM01826 | Tusuka Group, 420 Konabari, Neelnagar, Gazipur, Bangladesh | TESCOM | 3 KVAXL | 3kVA Long | 2 hours | 2020-01-29 | Elite Power Technology | 900011712171298 | - | New ATM | 2020-01-29 | Tusuka Group, Konabari | 3kVA Long | TESCOM | 3 KVAXL | Elite Power Technology | New ATM
ATM01827 | Dhaka-Offsite | DHAKA | GB Zone-A | EBL MEHEDIMART BASHUNDHARA ATM01827 | Mehedi Mart, Road-5, Block-D, Bashundhara Residential Area, Dhaka-1229 | TESCOM | 3KVA | 3kVA Standard | 15 minutes | 2020-03-10 | Elite Power Technology | 900031912030619 | - | New ATM
ATM01829 | Dhaka-Offsite | DHAKA | Mirpur Zone-A | EBL IDB BHABAN ATM01829 | IDB Bhaban, Rokeya Sharani, Shere-e-Bangla Nagar, Dhaka-1207. | UNICOL | UNICOL | UL 3KVA | 15 minutes | 2017-10-26 | Unicol Bangladesh
ATM | Dhaka-Offsite | DHAKA | Mirpur Zone-A | Safura Tower Skycare, Banani | Safura Tower Skycare, Banani | TESCOM | 3 KVAXL | 3kVA Long | 2 hours | 2020-08-13 | Elite Power Technology | 900032005080966 | - | New ATM | 2020-08-13 | EBL Skycare Center at Safura Tower | 3kVA Long | TESCOM | 3 KVAXL | Elite Power Technology | New ATM
Branch | Dhaka-Branch | DHAKA | Branch | EBL Agent Banking Booth- Shiddirganj | EBL Agent Banking Booth- Shiddirganj | TESCOM | 3 KVAXL | 3kVA Long | 2 hours | 2019-08-29 | Elite Power Technology | 900031806120553 | - | New Agent Banking | 2019-08-29 | EBL Agent Banking Booth- Shiddirganj | 3kVA Long | TESCOM | 3 KVAXL | Elite Power Technology | New Agent Banking
Branch | Dhaka-Branch | DHAKA | Branch | EBL Chawk Mughultuly Branch | 150 Chawk Mughultuly, Dhaka | TESCOM | 3 KVAXL | 3kVA Long | 2 hours | 2020-02-04 | Elite Power Technology | 900011712171301 | - | Replaced | 2020-02-04 | Chawk Mughultuly Branch | 3kVA Long | TESCOM | 3 KVAXL | Elite Power Technology | Replace
Branch |  |  |  | Jashore BRANCH Server Room | Holding Number : 0852-00 , Ground Floor, Imesh Babu Lean, R.N road Jessore. Kotwali , Jessore-7400 | UNICOL | UNICOL | 3kVA Long | 2 hours | 2014-09-15 | Tech Valley Solutions Ltd | 140612-140539317 | KHL-JESS-ATM-UPS002
CDM | CDM-Offsite | DHAKA | GB ADC Center | International University Of Scholars | International University of Scholars Campus, F/15, Pragati Sarani, Badda, Dhaka | TESCOM | 3 KVAXL | 3kVA Long | 2 hours | 2019-08-20 | Elite Power Technology | 900031806120577 | - | New Dropbox | 2019-08-20 | International University Of Scholars | 3kVA Long | TESCOM | 3 KVAXL | Elite Power Technology | New Dropbox
CDM | CDM-Offsite | DHAKA | Mirpur Zone-A | EBL ICT MINISTRY CDM | ICT Division, Government of the People’s Republic of Bangladesh, Level-01, ICT Tower, Agargaon, Dhaka | Kehua | KR-3000 | 3kVA Standard | 15 minutes | 2019-04-24 | Express Systems Limited | 50C110119076HC100051 | - | New CDM | 2019-04-24 | EBL Ministry of Foreign Affairs Shegunbagicha ATM & CDM | 3kVA Standard | Kehua | KR-3000 | Express Systems Limited | New CDM
CDM |  |  |  | SYLHET UPASAHAR BR CDM | Upashahar Gas Bhaban, Mehdi Bagh, Sylhet | TESCOM | 3KVA | 3kVA Standard | 15 minutes | 2019-08-28 | Elite Power Technology | 900031811080642 |  | Replaced | 2019-08-28 | Upashahar Branch, Mehdibagh, Sylhet | 3kVA Standard | TESCOM | 3KVA | Elite Power Technology | CDM
CDM | CDM-Offsite | DHAKA | GB ADC Center | EBL GULSHAN 2 Jam Jam | Jam Jam Tower, 121/C Gulshan Avenue,Gulshan-02, Dhaka-1212
CDM | CDM-Offsite | SYLHET | Sylhet Zone | EBL MUHIBUR FOUNDATION | Sylhet Science & Technology College, 03 Ornob, Mirer Maidan, Sylhet-3100, Bangladesh
CDM | CDM-Offsite | DHAKA | SB ADC Center | EBL Stamford University Dropbox | Stamford University Bangladesh premise at 51, Siddeswari Road, Dhaka-1217 | IDEAL | 1KVA | 1kVA Standard | 15 minutes | - | SMS Systems | - | - | New CDM, UPS from Support Stock
CDM | CDM-Offsite | DHAKA | GB ADC Center | EBL UITS | Holding 190, Road 5, Block J, Baridhara, Maddha Nayanagar, Vatara, Dhaka-1212
CDM | CDM-Offsite | DHAKA | GB ADC Center | Jamuna Future Park EBL Lounge Dropbox | Jamuna Future Park Shopping Mall, Ground Floor, Level-2, Zone C Ka-244, Progati Sarani, Kuril, Baridhara, Dhaka-1229
CDM | CDM-Offsite | DHAKA | GB ADC Center | EBL CARDS CENTER | Sabera Tower (3rd Floor), 42 Gulshan North C.A., Road 52, Dhaka 1212 | Kehua | KR 3000L | 3kVA Long | 2 hours | 2017-10-22 | Tech Valley Solutions Ltd | 50C110114931G6100055 |  | OLD 3KVA Unicol Replaced Old Date 06-Aug-2013
CDM | CDM-Offsite | DHAKA | Mirpur ADC Center | EBL MIRPUR 10 | Rabeya Complex, Plot-336/KHA Main Road No 1, Mirpur, Dhaka- 1216 | UNICOL | UNICOL | 3kVA Long | 2 hours | 2014-07-16 | Tech Valley Solutions Ltd | 140612140539298 | DHK-MIR-ATM-UPS001 | EBL MIRPUR 10 1st ATM has been stoped
CRM00000 | Dhaka-Offsite | DHAKA | GB Zone-A | EBL DC L-5 CRM00000 | Level-5, Gulshan Sabera Tower,
CRM00001 | Dhaka-Branch | DHAKA | GB Zone-A | EBL HEAD OFFICE CRM00001 | 100 Gulshan Avenue, Dhaka-1212
CRM00002 | ATM & CDM | DHAKA | Branch | EBL UTTARA BRANCH CRM00002 | House 1, Road 5, Sector 4, Uttara, Dhaka | Socomec | Sicon | 3kVA Long | 2 hours | 2008-08-07 | Tech Valley Solutions Ltd | 5478715 | DHK-UTTR-ATM-UPS01
CRM00004 | Dhaka-Offsite | DHAKA | Sonargaon Zone-B | EBL SKYCARE SATMOSJID CRM00004 | Plot No-748 (Old) 48 (New), Satmosjid Road, Dhanmondi Residential Area, P.S- Dhanmondi, Dhaka. | TESCOM | 3 KVAXL | 3kVA Long | 2 hours | 2020-06-08 | Elite Power Technology | 900031912040107 | - | New ATM | 2020-06-08 | EBL SKYCARE Center, Satmosjid Road | 3kVA Long | TESCOM | 3 KVAXL | Elite Power Technology | New ATM
EBL-IT | EBL-IT | DHAKA | EBL-IT | Level 10, Meeting Room | Head Office, 100 Gulshan Avenue, Dhaka | Kehua | KR-3000 | 3kVA Standard | 15 minutes | 2018-06-03 | Express Systems Limited | 50C110119076HC100004
EBL-IT | EBL-IT | DHAKA | EBL-IT | Level 14, Meeting Room, Mohananda 1 | Head Office, 100 Gulshan Avenue, Dhaka | Kehua | KR-3000 | 3kVA Standard | 15 minutes | 2018-06-03 | Express Systems Limited | 50C110119076HC100001
EBL-IT | EBL-IT | DHAKA | EBL-IT | Level 14, Meeting Room, Mohananda 2 | Head Office, 100 Gulshan Avenue, Dhaka | Kehua | KR-3000 | 3kVA Standard | 15 minutes | 2018-06-03 | Express Systems Limited | 500110119076HC100037
EBL-IT | EBL-IT | DHAKA | EBL-IT | Level 5, Meeting Room | Head Office, 100 Gulshan Avenue, Dhaka | Kehua | KR-3000 | 3kVA Standard | 15 minutes | 2018-06-03 | Express Systems Limited | 50C110119076HC100005
EBL-IT | EBL-IT | DHAKA | EBL-IT | IT Support, Dhaka | Head Office, 100 Gulshan Avenue, Dhaka | TESCOM | 3KVA | 3kVA Standard | 15 minutes | 2019-06-24 | Elite Power Technology | 900031811060733 | - | For ATM Support | 2019-06-24 | EBL-IT | 3kVA Standard | TESCOM | 3KVA | Elite Power Technology | For ATM Support
EBL-IT | EBL-IT | DHAKA | EBL-IT | IT Support, Dhaka | Head Office, 100 Gulshan Avenue, Dhaka | TESCOM | 3KVA | 3kVA Standard | 15 minutes | 2019-06-24 | Elite Power Technology | 900031811060734 | - | For ATM Support | 2019-06-24 | EBL-IT | 3kVA Standard | TESCOM | 3KVA | Elite Power Technology | For ATM Support
EBL-IT |  |  |  | Devotech Park 4th Floor, Gulshan | Road 113/A, Devotech, Gulshan, Dhaka. | TESCOM | 3KVA | 3kVA Standard | 15 minutes | 2020-09-08 | Elite Power Technology | 900032004130890 | - | New Office for Rupantor Project
EBL-IT |  |  |  | IT Support, Dhaka | Head Office, 100 Gulshan Avenue, Dhaka | TESCOM | 3KVA | 3kVA Standard | 15 minutes | 2020-05-07 | Elite Power Technology | 900031912030620 | - | For ATM Support
EBL-IT |  |  |  | IT Support, Dhaka | Head Office, 100 Gulshan Avenue, Dhaka | TESCOM | 3KVA | 3kVA Standard | 15 minutes | 2020-05-07 | Elite Power Technology | 900031912030624 | - | For ATM Support
EBL-IT |  |  |  | IT Support, Dhaka | Head Office, 100 Gulshan Avenue, Dhaka | TESCOM | 3KVA | 3kVA Standard | 15 minutes | 2020-05-07 | Elite Power Technology | 900031912030625 | - | For ATM Support
EBL-IT |  |  |  | IT Support, CTG | Agrabad | TESCOM | 3KVA | 3kVA Standard | 15 minutes | 2020-02-04 | Elite Power Technology | 900031912030604 | - | For ATM Support | [7 empty] | Replaced
EBL-IT |  |  |  | IT Support, CTG | Agrabad | TESCOM | 3KVA | 3kVA Standard | 15 minutes | 2020-02-04 | Elite Power Technology | 900031912030623 | - | For ATM Support
EBL-IT |  |  |  | ZN Tower, Gulshan Avenue_UPS1 | Z N Tower, Ground Floor, Plot # SW (I)-2, Road # 08, Gulshan-1, Dhaka. | APOLLO | 2300HS-L | 3kVA Standard | 15 minutes |  | Orient Computers
EBL-IT |  |  |  | EBL Rupayan Taj, CAD Dept | Rupayan taj, Naya Paltan, Motijheel, Dhaka | UNICOL | UL 1KVA | 1kVA Standard | 15 minutes | 2013-08-06 | Tech Valley Solutions Ltd | 1303-1144558525 | DHK-RUPAYAN-CAD-UPS001
EBL-IT |  |  |  | Jashore Support - Bipul | Holding Number : 0852-00 , Ground Floor, Imesh Babu Lean, R.N road Jessore. Kotwali , Jessore-7400 | APOLLO | 2300HS-L | 3kVA Standard | 15 minutes | 2015-11-11 | Tech Valley Solutions Ltd | 3EAL150611278550068
EBL-IT |  |  |  | IT Support - CTG | Agrabad IT | UNICOL | UNICOL | 3kVA Standard | 15 minutes | 2012-05-18 | Tech Valley Solutions Ltd | 110520-110299234 | DHK-SURM-ATM-UPS002 | EBL SURMA TOWER ATM has been stoped
EBL-IT |  |  |  | Contact Center Data Center, Sabera Tower | Contact Center Data Center, Sabera Tower | TESCOM | CL110D | 10kVA Standard | 15 minutes | 2019-05-19 | Elite Power Technology | 900101809140004 | - | Replaced with APC | 2019-05-19 | Contact Center Data Center, Sabera Tower | 15 minutes | TESCOM | CL110D | 10kVA Standard | Replaced with APC
EBL-IT |  |  |  | UDAY TOWER - Retail Risk | UDAY TOWER 6th Floor, Gulshan | UNICOL | HF-2.5KL(2.5KVA) | 1kVA Long | 2 hours | 2014-11-24 | Unicol Bangladesh | 13206-131501184
EBL-IT | ZN Tower, Gulshan Avenue_1 |  |  | ZN Tower, Gulshan Avenue_UPS2 | Z N Tower, Ground Floor, Plot # SW (I)-2, Road # 08, Gulshan-1, Dhaka. | Elite Power | EPT 1200 | 1kVA Standard | 15 minutes |  | Elite Power Technology | E1610019725
SD-Dhaka | SD-Dhaka | DHAKA | SD-Dhaka | EBL Z-Tower (4th Floor), Gulshan-1 | EBL Z-Tower (4th Floor), Gulshan-1 | TESCOM | 3 KVAXL | 3kVA Long | 2 hours | 2020-06-09 | Elite Power Technology | 900031912040144 | - | New ATM | 2020-06-09 | EBL Z-Tower (4th Floor), Gulshan-1 | 3kVA Long | TESCOM | 3 KVAXL | Elite Power Technology | New Setup for SD
Branch | Dhaka-Branch | DHAKA | Branch | EBL English Road Br. Server Room | 68, Shahid Sayed Nazrul Islam Sarani, North South Road, Dhaka-1100 | UNICOL | UL-3KVA | 3kVA Long | 2 hours | 2013-01-22 | Unicol Bangladesh | - | - | No ATM
EBL-IT |  |  |  | Alauddin Tower 4th Floor (Retail Risk) | Alauddin Tower (Level-4), Holding: 17, Road: 113/A, Gulshan, Dhaka-1212 | TESCOM | 3KVA | 3kVA Standard | 15 minutes | 2020-09-23 | Elite Power Technology | 900032004130861 | -
ATM |  |  |  | Chef's Table ATM | Chef's Table EBL365, Gulshan Center Point, House# 23-26, Road# 90, Gulshan-2, Dhaka 1212 | TESCOM | 3KVA | 3kVA Standard | 15 minutes | 2020-09-23 | Elite Power Technology | 900032004130864 | -
EBL-IT |  |  |  | IT Support, Dhaka | Head Office, 100 Gulshan Avenue, Dhaka | APOLLO | 3KVA | 3kVA Standard | 15 minutes | 2016-06-09 | Orient Computers | 3EAM150611278360086 |  | Support for Dohar Branch
Branch |  |  |  | KEPZ Sub Branch | KEPZ, North Patenga, Chattogram | TESCOM |  | 3kVA Long | 2 hours | 2020-09-24 | Elite Power Technology | 90002005080988
Formulas:
PurchaseYear = [WO_Date]
WO_Date = [PurchaseYear]

## Inventory_OLD
Division | SL | Location | Address | Brand | Model | Capacity | Backup_Time | Purchase Year | Vendor Name | UPS SL number | Asset Tag | Remarks
DHAKA | 1 | EBL DHANMONDI BR ATM00042 | House – 21, Road # 8, Dhanmondi R. A., Dhaka | UNICOL | UNICOL | UL 3KVA | 2 hrs@Full load | 2014-08-20 | Unicol Bangladesh | 130427-130435126 | DHK-DHAN-BR-UPS001
DHAKA | 2 | EBL SHYAMOLI BR ATM00059 | Plot-16-A/5, Ring Road, Block-F, Mohammadpur Housing Estate, Dhaka | UNICOL | UNICOL | UL 3KVA | 2 hrs@Full load | 2012-05-06 | Unicol Bangladesh | 1203-1122554 | DHK-SHY-BR-UPS001
DHAKA | 3 | EBL MIRPUR 11 BR ATM00083 | Plot -17, Road # 3, Block-A, Sec. # 11, Mirpur, Dhaka | Socomec | Tech Valley | UL 3KVA | 2 hrs@Full load | 2008-06-06 | Tech Valley Solutions Ltd | 635241 | DHK-MIRPR-BR- UPS001
DHAKA | 4 | EBL NARAYANGANJ BR | 64 BB Road (Islam Plaza), Narayangonj | UNICOL | UNICOL | UL 3KVA | 2 hrs@Full load | 2013-06-06 | Unicol Bangladesh | 1302-254142 | DHK-NARJ-BR-UPS001
DHAKA | 5 | EBL BASHUNDHARA BR ATM00257 | Plot -15, Block - A, Bashundhara R/A, Badda, Dhaka - 1219 | UNICOL | UNICOL | UL 3KVA | 2 hrs@Full load | 2014-08-20 | Unicol Bangladesh | 140612-140539293 | DHK-BASHUN-BR-UPS002 | replace socomec-3kva-TVSL-2008
DHAKA | 6 | EBL MOTIJHEEL BR 1ST ATM00349 | 88 Motijheel C. A., Dhaka | Socomec | Tech Valley | UL 3KVA | 2 hrs@Full load | 2008-06-06 | Tech Valley Solutions Ltd | 55412414 | DHK-MOTI-BR-UPS001 | Mar-2019 Scocomec has been found faulty
DHAKA | 7 | EBL GULSHAN BR & ATM00372 | Concord Richmond, 68 Gulshan Avenue, Plot-8/A, Block-CES (F), Gulshan-1, Dhaka | Socomec | Tech Valley | UL 3KVA | 2 hrs@Full load | 2008-06-06 | Tech Valley Solutions Ltd | 598544 | DHK-GUL-BR-UPS001
DHAKA | 8 | EBL GULSHAN BR & ATM00372 | Concord Richmond, 68 Gulshan Avenue, Plot-8/A, Block-CES (F), Gulshan-1, Dhaka | Socomec | Tech Valley | UL 3KVA | 15 min@Full load | 2008-06-06 | Tech Valley Solutions Ltd | 968541 | DHK-GUL-BR-UPS002 | support
DHAKA | 9 | EBL BOARDBAZAR BR ATM00414 | Omar Ali Plaza, House 1, Block C, Board Bazar, Gazipur | APOLLO | 2300HS-L | UL 3KVA | 2 hour(s) | 18.08.2015 | Tech Valley Solutions Ltd | 150202514050015 | DHK-BOARDB-BR-UPS001 | Pre: Socomec; Ven: Tech Valley; pur dt:06-06-2008
DHAKA | 10 | EBL KERANIGANJ BR ATM00422 (Branch) | Dackpara Road, Shahid Nagar, Keranigonj, Dhaka | UNICOL | Tech Valley | UL 3KVA | 2 hrs@Full load | 2012-05-06 | Tech Valley Solutions Ltd | 120202-111306200 | DHK-KER-BR-UPS001 | need replace
DHAKA | 11 | EBL MOGHBAZAR BR ATM00430 | Shafi Complex, 1/A West Moghbazar, New Circular Road, Ramna, Dhaka | Socomec | Tech Valley | UL 3KVA | 2 hrs@Full load | 2008-06-06 | Tech Valley Solutions Ltd | 999666555 | DHK-MOGH-BR-UPS001
DHAKA | 12 | EBL BANASREE BR ATM00596 | 10 Banasree Main Road, Block # C, Banasree Residential Area, Rampura Dhaka | APOLLO | 2300HS-L | UL 3KVA | 2 hours | 2016-05-30 | Tech Valley Solutions Ltd | 6254214 | DHK-BANSR-BR-UPS001 | Pre: Socomec; Ven: Tech Valley; pur dt:06-06-2008
DHAKA | 13 | EBL SATMASJID ROAD BR ATM00612 | 48 Satmosjid Road, Dhanmondi, Dhaka | Socomec | Tech Valley | UL 3KVA | 2 hrs@Full load | 2008-08-07 | Tech Valley Solutions Ltd | 96544 | DHK-SATM-BR-UPS001
DHAKA | 14 | EBL SAVAR BR ATM00620 | Brishti Villa, E/3 Talabagh, Thana Road, Savar, Dhaka | Socomec | Tech Valley | UL 3KVA | 2 hrs@Full load | 2009-05-26 | Tech Valley Solutions Ltd | 2105254485 | DHK-SVR-BR-UPS001 | UPS Full set replaced Oct 2018
DHAKA | 15 | EBL NAWABGANJ BR ATM00745 | Hossain Plaza, 281 Nawabgonj, Dhaka | Socomec | Tech Valley | UL 3KVA | 2 hrs@Full load | 2008-08-07 | Tech Valley Solutions Ltd | 9858455 | DHK-NARBR-ATM-UPS002
DHAKA | 16 | EBL MIRPUR Dar-us salam BR ATM00752 | 10 Dar-Us- Salam Road, Mirpur-01, Dhaka-1216 | Socomec | Tech Valley | UL 3KVA | 2 hrs@Full load | 2008-08-07 | Tech Valley Solutions Ltd | 635255 | DHK-DARUSSLM-BR- UPS001
DHAKA | 17 | EBL TANGAIL BR | Rahman Center (1st Floor), 55 Victoria Road, Tangail | APOLLO | 2300HS-L | UL 3KVA | 2 hours | 31.10.2015 | Tech Valley Solutions Ltd | 150611278550199 | SHK-TANG-BR-UPS001 | Pre: Socomec; Ven: Tech Valley; pur dt:06-05-2012
DHAKA | 18 | EBL MYMENSINGH SME BR ATM00794 | Hamida Market , 45 Choto Bazar, Kotwaly, Mymensingh | APOLLO | 2300HS-L | UL 3KVA | 2 hours | 2015-12-12 | Tech Valley Solutions Ltd | 3EAM140408498250154 | DHK-MYMEN-BR-UPS002 | Socomec UPS has been changed, purchase in 2008
DHAKA | 19 | EBL UTTARA G-E-NEWAZ BR ATM00844 | Plot No. 15 (1st Floor), Garib-E-Newaz Avenue, Sector-11, Uttara, Dhaka-1230 | Socomec | Tech Valley | UL 3KVA | 2 hrs@Full load | 2008-08-07 | Tech Valley Solutions Ltd | 532414 | DHK-GARB-BR-UPS001
DHAKA | 20 | EBL DOHAR BR ATM01008 | Ashraf Ali Chowdhury Plaza, Joypara College, Joypara Bazar, Dohar, Dhaka | Socomec | Tech Valley | UL 3KVA | 2 hrs@Full load | 2008-08-07 | Tech Valley Solutions Ltd | 954214 | DHK-DOHR-BR-001
DHAKA | 21 | EBL KERANIGANJ SME BR ATM01032 | Green Tower (1st floor), East Aganagar, Keranigonj, Dhaka | UNICOL | UNICOL | UL 3KVA | 2 hrs@Full load | 2012-05-06 | Tech Valley Solutions Ltd | 120202-111306269 | DHK-KER-SMEBR-UPS001 | need replace
DHAKA | 22 | EBL PROGATI SHARANI BR ATM01123 (Branch) | Plot # 103/A, Progati Sharanee, Dhaka | UNICOL | UNICOL | UL 3KVA | 2 hrs@Full load | 2011-05-09 | Tech Valley Solutions Ltd | 110520-110299237 | DHK-PROG-BR-UPS001 | ok
DHAKA | 23 | EBL AZIMPUR BR ATM01131 (branch) | Tulip Feroza Dream (1st Floor), 104 Azimpur Road, Dhaka | UNICOL | UNICOL | UL 3KVA | 2 hrs@Full load | 2011-05-09 | Tech Valley Solutions Ltd | 110520-110299250 | DHK-AZIM-BR-UPS001 | ok
DHAKA | 24 | EBL UTTARA BRANCH ATM01339 | Plot-1A, Road #4, Sec. # 4, Uttara, Dhaka | Socomec | Sicon | UL 3KVA | 2 hrs@Full load | 2008-08-07 | Tech Valley Solutions Ltd | 5478715 | DHK-UTTR-ATM-UPS01
DHAKA | 25 | EBL GULSHAN-2 Unicorn (Kallanpur) ATM01354 | Unicorn Plaza, 40/2 North Avenue, Gulshan-2, Dhaka | UNICOL | UNICOL | UL 3KVA | 2 hrs@Full load | 2013-08-06 | Tech Valley Solutions Ltd | 130427-130435168 | DHK-UNICRN-ATM-UPS001 | dhk-unicrn-atm-ups001
DHAKA | 26 | EBL SONARGAON RD BR ATM01461 | AHN Tower, Ground Floor, 13 Biponon C.A, Bir Uttam C R Datta Road, ( Sonargoan Road), Bangla Motor, Dhaka 1205 | UNICOL | UNICOL | UL 1KVA | 2 hrs@Full load | 2013-08-06 | Tech Valley Solutions Ltd | 1303-5568471 | DHK-SONR-ATM-UPS001 | 3KVA Short Backup Running
DHAKA | 27 | EBL SHANTINAGAR BR Server Room | Iris Noorjehan, 104 Kakrail Road (1st floor), Ramna, Dhaka | Socomec | Sicon | UL 3KVA | 2 hrs@Full load | 2008-08-07 | Tech Valley Solutions Ltd | 987414254 | DHK-SHNT-SERV-UPS01
DHAKA | 28 | EBL DEPZ BR ATM01511 | Mazid Tower, PO:Gazir Chat,PS: Ashulia,Baipail, Savar, Dhaka | UNICOL | UNICOL | UL 3KVA | 2 hrs@Full load | 2012-05-06 | Tech Valley Solutions Ltd | 120202-111306202 | DHK-DEPZ-BR-UPS002 | need replace
DHAKA | 29 | EBL Ashkona BR ATM01610 (Branch) | 250/A, 1st Floor, Ashkona, Dakhin Khan, Dhaka | UNICOL | UNICOL | UL 3KVA | 2 hrs@Full load | 2012-05-06 | Tech Valley Solutions Ltd | 111124-111034167 | DHK-DKHN-BR-UPS001 | ok
DHAKA | 30 | EBL COLLEGE GATE ATM00003 | Plot-1/4, Block-B, 12 Gajnabi Road, Mohammadpur Housing State, Dhaka | UNICOL | UNICOL | UL 3KVA | 2 hrs@Full load | 2014-09-15 | Tech Valley Solutions Ltd | 140612140539299 | DHK-COLLG-ATM-UPS001 | replace rello-3KVA-CSL-2008
DHAKA | 31 | EBL BANANI ROAD-11 ATM00190 | House # 78, Road # 11, Block-D, Banani, Dhaka | UNICOL | UNICOL | UL 3KVA | 2 hrs@Full load | 2013-02-02 | Tech Valley Solutions Ltd | 1304-2541498 | DHK-BAN-BR-UPS001
DHAKA | 32 | EBL DHANMONDI 4/A ATM00224 | BETS Center, Baitul Iqra, House # 15, Road # 4/A, Dhanmondi R. A., Dhaka | APOLLO | 2300HS-L | UL 3KVA | 2 hours | 25.11.2015 | Tech Valley Solutions Ltd | 150611278550254 | DHK-BELT-ATM-UPS001 | replace socomec-3kva-TVSL-2008
DHAKA | 33 | EBL KHILKHET 1ST ATM00265 | 02/A Rajuk Trade Center, Nikunja, Badda | Socomec | Modulys | UL 3KVA | 2 hrs@Full load | 2008-08-07 | Tech Valley Solutions Ltd | 584574 | DHK-KHILK-ATM-UPS001
DHAKA | 34 | EBL UTTARA SEC.7 ATM00448 | 9 Sonargaon Janapath Road, Sector # 7, Uttara | Socomec | Modulys | UL 3KVA | 2 hrs@Full load | 2008-09-05 | Tech Valley Solutions Ltd | 9652478 | DHK-UTTR7ATM-UPS001
DHAKA | 35 | EBL EASTERN MOLLIKA ATM00471 | Eastern Mollika Shopping City, 26/ 1-2 Elephant Road, Dhaka | Socomec | Modulys | UL 3KVA | 2 hrs@Full load | 2008-09-05 | Tech Valley Solutions Ltd | 45987174 | DHK-MOLLK-ATM-UPS01
DHAKA | 36 | EBL EAST PANTHOPATH ATM00539 | 4 Panthopath, Royel Tower, Dhaka | Socomec | Modulys | UL 3KVA | 2 hrs@Full load | 2009-09-02 | Tech Valley Solutions Ltd | 65441247 | DHK-PANTH-ATM-UPS001
DHAKA | 37 | EBL GULSHAN-2 LANDMARK (Begum Bazar)ATM00547 | 12-14 Landmark Shopping Centre, (Ground Floor), Shop # 1, Gulshan -2, Dhaka | UNICOL | UNICOL | UL 3KVA | 2 hrs@Full load | 2014-02-10 | Tech Valley Solutions Ltd | 131206-131501166 | DHK-LANDMK-ATM-UPS001
DHAKA | 38 | EBL EASTERN PLUS ATM00687 | Eastern Plus, 145 Shantinagar, Dhaka | Socomec | Modulys | UL 3KVA | 2 hrs@Full load | 2008-09-05 | Tech Valley Solutions Ltd | 858546 | DHK-ESTRPLS-ATM-UPS001
DHAKA | 39 | EBL MIRPUR Reneta ATM00703 | Rabeya Complex, Plot-336/KHA Main Road No 1, Mirpur, Dhaka- 1216 | UNICOL | UNICOL | UL 3KVA | 2 hrs@Full load | 2014-07-16 | Tech Valley Solutions Ltd | 140612140539298 | DHK-MIR-ATM-UPS001 | EBL MIRPUR 10 1st ATM has been stoped
DHAKA | 40 | EBL NAZIMUDDIN ROAD ATM00828 | S H Plaza, 90/91 Nazimuddin Road (Opposite Sheikh Borhanuddin College), Lalbagh, Dhaka | APOLLO | 2300HS-L | UL 3KVA | 2 hours | 2015-01-25 | Tech Valley Solutions Ltd | 140318140117202 | DHK-NAZIM-ATM-UP002 | replace socomec-3KAV
DHAKA | 41 | EBL BIJOYNAGAR ATM00877 | 45 Bijoynagar, Saiham Sky View Tower, Dhaka | UNICOL | UNICOL | UL 3KVA | 2 hrs@Full load | 2012-05-06 | Tech Valley Solutions Ltd | 12056-201458 | DHK-BIJOY-ATM-UPS001
DHAKA | 42 | EBL W. PANTHOPATH ATM00885 | 20/5 West Panthopath, Dhaka 1205 | UNICOL | UNICOL | UL 3KVA | 2 hrs@Full load | 2012-05-06 | Tech Valley Solutions Ltd | 12056-225418 | DHK-WPANT-ATM-UPS002
DHAKA | 43 | EBL UTTARA L DRIVE ATM00927 | House # 15, Sector # 07, Lake Drive Road, Uttara, Dhaka-1230 | Socomec | Modulys | UL 3KVA | 2 hrs@Full load | 2008-09-05 | Tech Valley Solutions Ltd | 8544174 | DHK-UTRLKDRV-UPS001
DHAKA | 44 | EBL HATIRPOOL ATM00950 | 234 New Elephant Road, Khairunnesa Mansion, Dhaka 1205 | UNICOL | UNICOL | UL 3KVA | 2 hrs@Full load | 2014-05-20 | Tech Valley Solutions Ltd | 131206-131501168 | DHK-HATRL-ATM-UPS001
DHAKA | 45 | EBL NEW MARKET ATM00976 | 186 Govt. New Market, Dhaka | APOLLO | 2300HS-L | UL 3KVA | 2 hours | 21.10.2015 | Tech Valley Solutions Ltd | 150611278350051 | DHK-NEWMRKT-ATM-UPS001 | Pre: Socomec; Ven: tech Valley; Pur: 05-09-2008
DHAKA | 46 | EBL SHANTINAGAR ATM01065 | Kulsum Tower, 40-41 Siddheswari Circular Road, Dhaka | UNICOL | UNICOL | UL 3KVA | 2 hrs@Full load | 2012-05-06 | Tech Valley Solutions Ltd | 120202-111306216 | DHK-SHAN-ATM-UPS002 | need replace
DHAKA | 47 | EBL SHAHJADPUR EBL ATM01164 Dismental | Gha 37/1m Shahjadpur, Gulshan Progati Sarani (Cambrian College Building), Dhaka | UNICOL | UNICOL | UL 3KVA | 2 hrs@Full load | 2011-06-26 | Tech Valley Solutions Ltd | 110222-110029297 | DHK-SHAJD-ATM-UPS001 | ok
DHAKA | 48 | EBL KHILGAON 2ND ATM01198 | 577 C Khilgaon, Chowdhury Para, Dhaka | UNICOL | UNICOL | UL 3KVA | 2 hrs@Full load | 2011-06-26 | Tech Valley Solutions Ltd | 110222-110029299 | DHK-KHILG-ATM-UPS001 | need replace
DHAKA | 49 | EBL Paltan Culvart ATM01206 | Puranapaltan Box culvert ATM, 59/2 Surma Tower ATM | UNICOL | UNICOL | UL 3KVA | 2 hrs@Full load | 2011-06-26 | Tech Valley Solutions Ltd | 110520-110299233 | DHK-SURM-ATM-UPS001 | ok
DHAKA | 50 | EBL MONIPURI PARA ATM01248 | 20 Monipuri Para, Sangshad Avenue Road, Dhaka-1215 | UNICOL | UNICOL | UL 3KVA | 2 hrs@Full load | 2011-06-26 | Tech Valley Solutions Ltd | 110222-110029305 | DHK-MONI-ATM-UPS001 | ok
DHAKA | 51 | EBL WARI ATM01362 | 2/6 Nawab Street, Wari, Dhaka | UNICOL | UNICOL | UL 3KVA | 2 hrs@Full load | 2011-06-26 | Tech Valley Solutions Ltd | 111124-111034200 | DHK-WAR-ATM-UPS001 | need replace
DHAKA | 52 | EBL Wari Branch |  | UNICOL | UNICOL | UL 3KVA | 2 hrs@Full load | 2012-08-04 | Tech Valley Solutions Ltd | 1299-02154 | DHK-WARI-BR-UPS002
DHAKA | 53 | EBL CONCORD ARCADIA ATM00034 | Shop-141, Concord Arcadia Shopping Mall, Plot-1 &2, Road # 4, Dhanmondi R.A., Dhaka | Socomec | Modulys | UL 3KVA | 2 hrs@Full load | 2008-09-05 | Tech Valley Solutions Ltd | PI91373005R00000 | DHK-CRNARD-ATM-UPS001
DHAKA | 54 | EBL SHIMANTO SQUARE ATM00117 | Shimanto Square, Dhanmondi, Dhaka | Socomec | Modulys | UL 3KVA | 2 hrs@Full load | 2008-09-05 | Tech Valley Solutions Ltd | PI64014010R00018 | DHK-SMNT-ATM-UPS001
DHAKA | 55 | EBL BAILY ROAD ATM00216 (Discontinue frm 04.05.2015) | 12/1 Baily Road, Dhaka | UNICOL | UNICOL | UL 1KVA | 2 hrs@Full load | 2013-06-05 | Tech Valley Solutions Ltd | 1303-44574571 | DHK-BAILY-ATM-UPS001
DHAKA | 56 | EBL MALIBAGH ATM00232 | 176/1 D.I.T. Road, Malibagh, Dhaka | UNICOL | UNICOL | UL 3KVA | 2 hrs@Full load | 2012-08-04 | Tech Valley Solutions Ltd | 12145-556621 | DHK-MALI-ATM-UPS001 | Runs With 3KVA Short Backup
DHAKA | 57 | EBL TANGAIL ATM00240 | Mobarak Complex, Old Bus Stand, Tangail | UNICOL | UNICOL | UL 3KVA | 2 hrs@Full load | 2012-08-04 | Tech Valley Solutions Ltd | 120202-111306210 | SHK-TANG-BR-UPS002 | ok
DHAKA | 58 | EBL CHAWKBAZAR ATM00364 | 11 No water works Road, Rahamatgonj, Chawk Mughultully, Dhaka | Socomec | Modulys | UL 3KVA | 2 hrs@Full load | 2008-02-02 | Tech Valley Solutions Ltd | PI64014010R00000 | DHK-CHWK-ATM-UPS01
DHAKA | 59 | EBL RUPNAGAR ATM00380 | Road – 21, House # 60, Rupnagar R/A, Mirpur, Dhaka | UNICOL | UNICOL | UL 3KVA | 2 hrs@Full load | 2012-08-04 | Tech Valley Solutions Ltd | 110222-110029271 | DHK-RUPNGR-ATM-UPS001 | ok
DHAKA | 60 | EBL MOHAKHALI Madona ATM00588 | Madona Tower, 28 Mohakhali C. A., Dhaka | Socomec | Modulys | UL 3KVA | 2 hrs@Full load | 2008-09-09 | Tech Valley Solutions Ltd | 4455741274 | DHK-MOHMDN-ATM-UPS003 | support 1 KVA long-unicon-2012
DHAKA | 61 | EBL TAJMAHAL ROAD ATM00695 | Y-14/C Main Taj Mahal Road/Razia Sultana Road, Mohammadpur, Dhaka | Socomec | Modulys | UL 3KVA | 2 hrs@Full load | 2008-09-09 | Tech Valley Solutions Ltd | 8658144 | DHK-TAJ-ATM-UPS001
DHAKA | 62 | EBL WESTIN ATM00711 | The Westin Dhaka, Plot No. 1 CWN (B), Road No. 45, Gulshan-2, Dhaka-1212 | PC Power | PC Power | 1 KVA (Std Offline) | 15 min@Full load | 2013-05-25 | Tech Valley Solutions Ltd | 52144 | DHK-WESTN-ATM-UPS001
DHAKA | 63 | EBL UTTARA SEC-3 Jasim Uddin BR ATM00836 | House # 18, Road # 16, Jasimuddin Avenue, Sector 3, Uttara, Dhaka-1212 | UNICOL | UNICOL | UL 3KVA | 15 min@Full load | 2016-09-03 | Tech Valley Solutions Ltd | 1308-0147245 | DHK-JASIM-BR-UPS001
DHAKA | 64 | EBL PATAN I.C. ROAD ATM00869 | 35/A Purana Paltan Line, VIP ( Inner Circular Road), Dhaka | UNICOL | UNICOL | UL 3KVA | 15 min@Full load | 2012-08-04 | Tech Valley Solutions Ltd | 120202-111306186 | DHK-INNE-ATM-UPS001
DHAKA | 65 | EBL TONGI ATM00893 | Senakalyan Commercial Complex, Ground Floor, Tongi, Gazipur | UNICOL | UNICOL | UL 3KVA | 15 min@Full load | 2012-08-04 | Tech Valley Solutions Ltd | 111124-1110342 | DHK-TONG-ATM-UPS001 | need replace
DHAKA | 66 | EBL TEJKUNI PARA ATM00935 | 105 Tejkuni Para (Awolad Hossain Market) Tejgaon, Dhaka-1215 | UNICOL | UNICOL | UL 3KVA | 15 min@Full load | 2013-06-05 | Tech Valley Solutions Ltd | 111302-250141 | DHK-TEJKN-ATM-UPS001
DHAKA | 67 | EBL SHAYAMOLI ATM00943 | Shop # 3, P C Culture Bhaban, Shyamoly, Dhaka 1207 | UNICOL | UNICOL | UL 3KVA | 15 min@Full load | 2012-08-04 | Tech Valley Solutions Ltd | 120202-111306196 | DHK-SHY-ATM-UPS002 | ok
DHAKA | 68 | EBL KHILKHET LAKE CITY ATM00968 | House # Kha –100/2, Khilket Lake City Road, Dhaka | UNICOL | UNICOL | UL 1KVA | 15 min@Full load | 2013-06-05 | Tech Valley Solutions Ltd | 1303-44574572 | DHK-KHIL-ATM-UPS002
DHAKA | 69 | EBL BASHUNDHARA CITY ATM00992 | Bashundhara Shopping Mall, Level-7, East Panthopath, Dhaka | UNICOL | UNICOL | UL 3KVA (std) | 15 min@Full load | 2013-06-05 | Tech Valley Solutions Ltd | 1112-5248744 | DHK-HO-BCDL-UPS001
DHAKA | 70 | EBL FIRMGATE ATM01024 | 115/ A Airport Road, Tejgaon, (Opposite to Tejgaon Thana), Dhaka-1215 | Socomec | Modulys | UL 3KVA | 15 min@Full load | 2008-09-09 | Tech Valley Solutions Ltd | 965854 | DHK-FARM-ATM-UPS001
DHAKA | 71 | EBL JOHNSON ROAD ATM01180 | 41 Johnson Road ( Roy Saheb Bazar), Dhaka | UNICOL | UNICOL | UL 3KVA | 15 min@Full load | 2012-08-04 | Tech Valley Solutions Ltd | 111124-111034240 | DHK-JOHN-ATM-UPS001 | ok
DHAKA | 72 | EBL BASHABO ATM01214 | 43/13 Sobuj Kanon, Atish Dipankar Road, Dhaka | UNICOL | UNICOL | UL 3KVA | 15 min@Full load | 2012-06-06 | Tech Valley Solutions Ltd | 110520-110299255 | DHK-BASBO-ATM-UPS001 | ok
DHAKA | 73 | EBL SAVAR BAZAR ATM01230 | B/1 Bazar Road, Bazar Bus Stand, Savar, Dhaka | UNICOL | UNICOL | UL 1KVA | 15 min@Full load | 2013-06-05 | Tech Valley Solutions Ltd | 1303-44574573 | DHK-SAVR-ATM-UPS001
DHAKA | 74 | EBL MOHAKHALI AMTOLI ATM01263 | 100 Mohakhali C.A., Dhaka-1212 | APOLLO | 2300HS-L | UL 3KVA | 15 minutes | 2015-12-12 | Tech Valley Solutions Ltd | 3EAM140408498250259 | DHK-MOHK-ATM-UPS002 | Unicol IPS has changed, Purchase date 2011
DHAKA | 75 | EBL DHANMONDI-6 ATM01271 shifted to Choumuhani Br | House # 09, Road # 06 ( Former), Bhasa Sainik Abul Kalam Shamsuddin Sarak, Dhanmondi R/A, Dhaka | UNICOL | UNICOL | UL 3KVA | 15 min@Full load | 2008-09-09 | Tech Valley Solutions Ltd |  | DHK-DHN6-ATM-UPS001
DHAKA | 76 | EBL MOHAKHALI AIRPORT RD ATM01289 | House # 42, Bir Uttam Ziaur Rahman Road, Amtoli, Mohakhali, Dhaka-1212 | UNICOL | UNICOL | UL 3KVA | 15 min@Full load | 2011-02-27 | Tech Valley Solutions Ltd | 111124-111034168 | DHK-MOHK-ATM-UPS002 | need replace
DHAKA | 77 | EBL KHILKHET LAKE CITY ATM | EBL KHILKHET LAKE CITY ATM | UNICOL | UNICOL | UL 3KVA | 15 min@Full load | 2011-02-27 | Tech Valley Solutions Ltd | 111124-111034254 | DHK-GUL-ATM-UPS001 | Back From EBL GULSHAN TEJ. LINK RD ATM01297
DHAKA | 78 | EBL KARWAN BAZAR ATM01370 | Pragati Insurance Bhaban, Ground Floor, 20-21 Kawran Bazar, Dhaka -1215 | UNICOL | UNICOL | UL 3KVA | 15 min@Full load | 2012-07-06 | Tech Valley Solutions Ltd | 111124-111034225 | DHK-KARNBZR-ATM-UPS002 | ok
DHAKA | 79 | EBL NIKETAN ATM01412 | House # 50, Road # 3, Block –B, Niketan, R/A, Gulshan-1, Dhaka | UNICOL | UNICOL | UL 3KVA | 15 min@Full load | 2012-07-06 | Tech Valley Solutions Ltd | 120202-111306190 | DHK-NIKE-ATM-UPS001 | need replace
CHITTAGONG | 80 | EBL Bahaddarhat ATM | Ghowsia Akbor Tower, 352 Arkan Road, Baduftola, Bahaddarhat, Panchlaish, Chattogram | UNICOL | UNICOL | UL 3KVA | 15 min@Full load | 2012-07-06 | Tech Valley Solutions Ltd | 120202-111306228 | DHK-GUL-ATM-UPS003 | Closed On 30-Nov-2018 previously EBL NORTH GULSHAN ATM01420, Address- 175 A Gulshan Avenue, Gulshan -2, Dhaka
DHAKA | 81 | EBL R K MISSION RD ATM01446 | 1 R K Mission Road, Ittefaq Bhaban, Dhaka 1203 | UNICOL | UNICOL | UL 3KVA | 15 min@Full load | 2012-07-06 | Tech Valley Solutions Ltd | 1202-2541432 | DHK-RKMIS-ATM-UPS001
DHAKA | 82 | EBL RAMPURA ATM01453 | 337/1 East Rampura, DIT Road, Rampura, Dhaka ( on the south side of BTV Bhaban), Dhaka | UNICOL | UNICOL | UL 3KVA | 15 min@Full load | 2012-07-06 | Tech Valley Solutions Ltd | 120202-111306220 | DHK-RAMPU-ATM-UPS001 | need replace
DHAKA | 83 | EBL ASAD GATE ATM01487 | Tanin Plaza, House # 03, Asad Gate, Dhaka | UNICOL | UNICOL | UL 3KVA | 15 min@Full load | 2012-07-06 | Tech Valley Solutions Ltd | 120202-111306182 | DHK-ASAD-ATM-UPS001 | ok
DHAKA | 84 | EBL SHEGUN BAGICHA ATM01560 | 42/1 Kha Shagunbagicha, Dhaka | UNICOL | UNICOL | UL 3KVA | 15 min@Full load | 2013-08-06 | Tech Valley Solutions Ltd | 1304-78745124 | DHK-SEGUN-ATM-UPS001
DHAKA | 85 | EBL MOGHBAZAR NOYATOLA ATM01594 | 550 Noyatola, Moghbazar | UNICOL | UNICOL | UL 3KVA | 2 hrs@Full load | 2013-08-06 | Tech Valley Solutions Ltd | 130427130435156 | DHK-NOYA-ATM-UPS001
DHAKA | 86 | EBL MIRPUR 2 ATM01636 | House No#04, Road No#09, Block - H, Mirpur-2, Dhaka-1216 | UNICOL | UNICOL | UL 3KVA | 15 min@Full load | 2012-09-26 | Tech Valley Solutions Ltd | 111124-111034216 | DHK-MIRPR2-ATM- UPS002 | ok
DHAKA | 87 | Uttara DR site | Crescent Homes, 150/1 Shah Ali Bagh, Mirpur -1, Dhaka | UNICOL | UNICOL | UL 3KVA | 15 min@Full load | 2012-09-26 | Tech Valley Solutions Ltd | 111124-111034215 | DHK-MIRPR1-ATM- UPS003 | EBL MIRPUR 1 ATM has stopped and ternsfered the UPS
DHAKA | 88 | EBL DEPZ ATM01651 | DEPZ Extension area, DEPZ, Savar, Dhaka | UNICOL | UNICOL | UL 3KVA | 15 min@Full load | 2012-09-26 | Tech Valley Solutions Ltd | 111124-111034166 | DHK-DEPZ-BR-UPS001 | need replace
DHAKA | 89 | EBL FAKIRAPOOL ATM01712 | 118 DIT Extension Road, Fakirpool | UNICOL | UNICOL | UL 3KVA | 15 min@Full load | 2013-08-06 | Tech Valley Solutions Ltd | 1308-9922441 | DHK-FAKIR-ATM-UPS002
DHAKA | 90 | EBL ROKEYA SHARANI ATM01720 | 218 Begum Rokeya Soroni, Shere Bangla Nagar, Dhaka | UNICOL | UNICOL | UL 3KVA | 15 min@Full load | 2013-08-06 | Tech Valley Solutions Ltd | 1306-254169 | DHK-ROKE-ATM-UPS001
DHAKA | 91 | EBL JAMUNA FUTURE PARK ATM01721 | Jamuna Future Park 5th Floor, Ka-244, Progati Sarani, Kuril, Baridhara, Dhaka-1229 | PC Power | PC Power | 1 KVA (Std Offline) | 15 min@Full load | 2013-06-05 | Tech Valley Solutions Ltd | 521410 | DHK-JAMUN-ATM-UPS001
DHAKA | 92 | EBL WORLD BANK ATM01723 | Plot E 32, Sher-e-Bangla Nagar, Agargaon, Dhaka, Bangladesh, Dhaka-1207 | UNICOL | UNICOL | UL 3KVA (std) | 15 min@Full load | 2012-09-26 | Tech Valley Solutions Ltd | 1235-22414 | DHK-WRLDBNK-ATM001
DHAKA | 93 | EBL LALBAGH ATM01724 | 30/1 A Dhakeswary Road, Lalbagh Chowrasta, Dhaka, 1211 | UNICOL | UNICOL | UL 3KVA | 15 min@Full load | 2012-09-26 | Tech Valley Solutions Ltd | 12120-552244 | DHK-LALBAG-ATM-UPS001
DHAKA | 94 | EBL Kazi Nazrul Islm. Ave ATM01725 | Ali Bhaban, 92 Kazi Nazrul Islam Avenue, Kawran Bazar, Dhaka, 1215 | UNICOL | UNICOL | UL 3KVA | 15 min@Full load | 2014-05-25 | Tech Valley Solutions Ltd | 1405-051141 | DHK-KAWRAN-ATM-UPS002
DHAKA | 95 | EBL PANCHOBOTI BR ATM01729 | HOUSE NO. 101 & 102, PONCHOBOTI MOOR, FATULLAH , NARAYANGANJ, 1420 | UNICOL | UNICOL | UL 3KVA | 15 min@Full load | 2014-02-20 | Tech Valley Solutions Ltd | 130805- 130895251 | DHK-PONC-BR-UPS001
DHAKA | 96 | EBL UTTARA SEC-14 Gausul Azam ATM01730 | HOUSE # 83, GAUSUL AZAM AVENUE, UTTARA SECTOR-14, DHAKA, 1230 | UNICOL | UNICOL | UL 3KVA | 15 min@Full load | 2014-05-05 | Tech Valley Solutions Ltd | 1303-1144558524 | DHK-GAUS-ATM-UPS001 | UPS & Battery out of order, 1 KVA std support
DHAKA | 97 | EBL KAZIPARA ATM01731 | 57 ABM MANSON, KAZIPARA, MIRPUR, DHAKA, 1216 | UNICOL | UNICOL | UL 3KVA | 15 min@Full load | 2014-05-05 | Tech Valley Solutions Ltd | 14023-65824 | DHK-KAZI-ATM-UPS001
DHAKA | 98 | EBL ORIENTAL LATIMI (32/2 MIRPUR RD ATM01732) | ORIENTAL LATIMI SHOPPING MALL, 32/2 MIRPUR ROAD, NEWMARKET, DHAKA, 1205 | UNICOL | UNICOL | UL 3KVA | 15 min@Full load | 2014-02-10 | Tech Valley Solutions Ltd | 1305-654824 | DHK-LATIMI-ATM-UPS001
DHAKA | 99 | EBL Kemal Ataturk EBL 365 | BORAK MEHNUR, 51/B, Kemal Ataturk Avenue, Banani, Dhaka | UNICOL | UNICOL | UL 3KVA | 15 min@Full load | 2011-09-09 | Tech Valley Solutions Ltd | 110520-110233213 | DHK-UTTR-ATM-UPS02 | Back From EBL Begum Bazar
DHAKA | 100 | EBL DHANMONDI 27(NEW) ATM01734 | HOUSE # 405/C, ROAD # 27 (OLD) 16(NEW), DHANMONDI, DHAKA, 1209 | UNICOL | UNICOL | UL 3KVA | 15 min@Full load | 2012-06-15 | Tech Valley Solutions Ltd | 130805-130895240 | DHK-DHN27-ATM-UPS002
DHAKA | 101 | EBL BoA- Collection | Olympic Bhaban, Dhaka | UNICOL | UNICOL | UL 3KVA | 15 min@Full load | 2012-06-15 | Tech Valley Solutions Ltd | 111124-111034246 | DHK-BOA-COLLC-UPS001 | ok
DHAKA | 102 | EBL Rupayan Taj, CAD Dept |  | UNICOL | UNICOL | UL 1KVA | 15 min@Full load | 2013-08-06 | Tech Valley Solutions Ltd | 1303-1144558525 | DHK-RUPAYAN-CAD-UPS001
DHAKA | 103 | EBL Tejgaon ATM |  | UNICOL | UNICOL | UL 1KVA | 15 min@Full load | 2013-08-06 | Tech Valley Solutions Ltd | 1303-1144558528 | DHK-TEJ-ATM-UPS001
DHAKA | 104 | EBL Gulshan Cards | Sabera Tower | UNICOL | UNICOL | UL 1KVA | 15 min@Full load | 2013-08-06 | Tech Valley Solutions Ltd | 1303-1144558529 | DHK-GUL-CARDS-UPS002
DHAKA | 105 | EBL Gulshan Cards | Sabera Tower | Kehua | KR 3000L | UL 3KVA | 15 min@Full load | 2017-10-22 | Tech Valley Solutions Ltd | 50C110114931G6100055 |  | OLD 3KVA Unicol Replaced Old Date 06-Aug-2013
DHAKA | 106 | EBL Gulshan Cards | Sabera Tower | APC | APC | UL 3KVA | 15 min@Full load | 2009-06-05 | Tech Valley Solutions Ltd | 7145652574 | DHK-CARDS-SERV-UPS001
DHAKA | 107 | EBL Uttara Card Sales | Uttara DR site | APOLLO | 2300HS-L | UL 1KVA | 15 minutes | 21-06.2016 | Tech Valley Solutions Ltd
DHAKA | 108 | EBL IT | Head Office | UNICOL | UNICOL | UL 3KVA (std) | 15 min@Full load | 2013-08-06 | Tech Valley Solutions Ltd | 101125-100866174 | DHK-HO-IT-UPS001
DHAKA | 109 | EBL IT | Head Office | UNICOL | UNICOL | UL 1KVA | 15 min@Full load | 2013-08-06 | Tech Valley Solutions Ltd | 110222-110029176 | DHK-HO-IT-UPS002
DHAKA | 110 | EBL IT | Head Office | APC | APC Smart 40 KAV | 40 KVA | 15 min@Full load | 2011-08-08 | Tech Valley Solutions Ltd | PS1113140710 | DHK-HO-IT-UPS002
DHAKA | 111 | EBL IT | Head Office | APC | APC Smart 40 KAV | 40 KVA | 15 min@Full load | 2010-05-02 | Tech Valley Solutions Ltd | PS0906141009 | DHK-HO-IT-UPS001
DHAKA | 112 | EBL IT | Head Office | Socomec | Sicon | 20 KVA | 15 min@Full load | 2010-05-05 | Tech Valley Solutions Ltd | P190889003R00000 | DHK-HO-IT-UPS005
DHAKA | 113 | EBL IT | Head Office | Rello | Rello | 20 KVA | 15 min@Full load | 2010-06-06 | Tech Valley Solutions Ltd | MAT00611T612110005 | DHK-HO-IT-UPS006
DHAKA | 114 | EBL IT | Head Office 5th Floor | Rello | Rello | 20 KVA | 15 min@Full load | 2010-06-06 | Tech Valley Solutions Ltd | MAT00611T612110006 | DHK-HO-IT-UPS007
DHAKA | 115 | EBL IT | Uttara DR site | Socomec | Sicon | 20 KVA | 15 min@Full load | 2010-08-05 | Tech Valley Solutions Ltd | p161588002 | DHK-HO-IT-UPS007
DHAKA | 116 | EBL IT | Uttara DR site | UNICOL | UNICOL | 20 KVA | 15 min@Full load | 2013-08-06 | Tech Valley Solutions Ltd | 524254 | DHK-HO-IT-UPS008
DHAKA | 117 | EBL IT | Uttara DR site | Rello | Rello | 20 KVA | 15 min@Full load | 2010-09-08 | Tech Valley Solutions Ltd | mat00531t546540007 | DHK-HO-IT-UPS009
DHAKA | 118 | EBL IT | Uttara DR site | Ablarex | Ablarex | UL 3KVA | 15 min@Full load | 2010-06-05 | Tech Valley Solutions Ltd | MA9C4560007 | DHK-HO-IT-UPS010
DHAKA | 119 | EBL Kawranbazar 2nd ATM |  | UNICOL | UNICOL | UL 3KVA | 15 min@Full load | 2014-02-10 | Tech Valley Solutions Ltd | 1303-1144558530 | DHK-KAWRAN-ATM-UPS003
DHAKA | 120 | EBL Gausul Azam ATM |  | UNICOL | UNICOL | UL 3KVA | 15 min@Full load | 2014-02-10 | Tech Valley Solutions Ltd | 1303-1144558599 | DHK-GAUSL-ATM-UPS001
DHAKA | 121 | EBL Baridhara Block -J ATM |  | UNICOL | UNICOL | UL 3KVA | 15 min@Full load | 2014-02-10 | Tech Valley Solutions Ltd | 140612-140539300 | DHK-BARID-ATM-UPS001
DHAKA | 122 | EBL Zakir Hossain Rd ATM |  | UNICOL | UNICOL | UL 3KVA | 15 min@Full load | 2014-02-10 | Tech Valley Solutions Ltd | 1303-1144558566 | DHK-ZAKIR-ATM-UPS001
DHAKA | 123 | EBL Mohammadia Housing Society ATM (DHK) |  | UNICOL | UNICOL | UL 3KVA | 15 min@Full load | 2014-04-02 | Tech Valley Solutions Ltd | 131206-131201139 | DHK-MDPHUS-ATM-UPS001
DHAKA | 124 | EBL New EBL 365 at Kakrail |  | UNICOL | UNICOL | UL 3KVA | 15 min@Full load | 2013-06-05 | Tech Valley Solutions Ltd | 1309-2145780 | DHK-KAKR-ATM-UPS001
CHITTAGONG | 125 | EBL Agrabad ATM ( HAMID) | Agrabad | UNICOL | UNICOL | UL 3KVA | 15 min@Full load | 2012-05-18 | Tech Valley Solutions Ltd | 110520-110299234 | DHK-SURM-ATM-UPS002 | EBL SURMA TOWER ATM has been stoped
DHAKA | 126 | EBL Gulshan Cards | Sabera Tower | UNICOL | UNICOL | UL 3KVA | 15 min@Full load | 2014-05-20 | Tech Valley Solutions Ltd | 131206-131501126 | DHK-CARDS-SERV-UPS003
DHAKA | 127 | EBL Gulshan Uday Tower Corp | Uday tower (6th fl) | UNICOL | UNICOL | UL 1KVA | 15 min@Full load | 2014-08-20 | Tech Valley Solutions Ltd | 131206-131501184 | DHK-CORP-UDAY-UPS002
DHAKA | 128 | EBL Mirpur 10 2nd ATM365 |  | UNICOL | UNICOL | UL 3KVA | 15 min@Full load | 2014-09-15 | Tech Valley Solutions Ltd | 140612-140539318 | DHK-MIR-ATM-UPS002 | Battery Replaced Nov-2018
DHAKA | 129 | Mugrapara Sonargaon Br | Bhuiyan Plaza, Habibpur, Mograpara, Sonargaon, Narayangonj. | UNICOL | UNICOL | UL 3KVA | 15 min@Full load | 2014-12-10 | Tech Valley Solutions Ltd | 140418140328055 | DHK-MUGSONR-UPS001
CHITTAGONG | 130 | EBL PANCHLAISH BR ATM00067 |  | UNICOL | UNICOL | UL 3KVA (std) | 15 min@Full load | 2013-05-06 | Tech Valley Solutions Ltd | 102145-5241141 | CTG-PANCH-BR-UPS001
CHITTAGONG | 131 | EBL AGRABAD BR ATM00125 | 33 Agrabad C. A. Chittagong | UNICOL | UNICOL | UL 3KVA | 15 min@Full load | 2013-06-05 | Tech Valley Solutions Ltd | 120202-111306197 | CTG-AGR-BR-UPS001 | 2012
CHITTAGONG | 132 | EBL JUBILEE ROAD BR ATM00133 | Mannan Bhaban (Ground Floor), 156 Nur Ahmed Sarak, Jubilee Road, Chittagong | UNICOL | UNICOL | UL 3KVA | 15 min@Full load | 2014-02-20 | Tech Valley Solutions Ltd | 130427-130435162 | CTG-JUBL-BR-UPS001
CHITTAGONG | 133 | EBL STATION ROAD BR ATM00141 | Asian S.R. Hotel, 291 Station Road, Chittagong | APC | APC | UL 3KVA | 15 min@Full load | 2009-06-05 | Tech Valley Solutions Ltd | 21458 | CTG-STAN-BR-UPS001
CHITTAGONG | 134 | EBL CHANDGAON BR ATM00158 | House # 16, Road # 1, Block # A, Chandgaon R.A., Chittagong | Socomec | Modulys | UL 3KVA | 15 min@Full load | 2009-06-05 | Tech Valley Solutions Ltd | 8754236 | CTG-CHANDG-BR-UPS001
CHITTAGONG | 135 | EBL RAOZAN BR ATM00406 | Shop # D-2, Bharetoshowry Market, Noapara Pathar Hat, Raozan, Chittagong | UNICOL | UNICOL | UL 3KVA | 15 min@Full load | 2013-02-02 | Tech Valley Solutions Ltd | 1304-251485 | CTG-RAO-BR-UPS002 | 2013
CHITTAGONG | 136 | EBL COX'S BAZAR ATM00463 | 10 Hotel Motel Zone, Kolatali Road, Cox’s Bazar | Socomec | Modulys | UL 3KVA | 15 min@Full load | 2008-08-26 | Tech Valley Solutions Ltd | 5472469 | CTG-COX-ATM-UPS002
CHITTAGONG | 137 | EBL COX'S BAZAR BR Server Room | 10 Hotel Motel Zone, Kolatali Road, Cox’s Bazar | Socomec | Modulys | UL 3KVA | 15 min@Full load | 2008-08-26 | Tech Valley Solutions Ltd | 524874595 | CTG-COX-SVR-UPS001
CHITTAGONG | 138 | EBL CHOUMUHANI BR ATM00638 | Kiron Imperial, Holding # 1460 Karimpur Road, Choumohani, Noakhali | APC | APC | UL 3KVA | 15 min@Full load | 2009-06-05 | Tech Valley Solutions Ltd | 9865412 | CTG-CHOU-BR-UPS001
CHITTAGONG | 139 | EBL SIRAJUDDOWLAH ATM00661 | 94 Siraj-Ud-Doula Road, Dewan Bazaar, Chandanpura, Chittagong | UNICOL | UNICOL | UL 3KVA | 15 min@Full load | 2013-02-02 | Tech Valley Solutions Ltd | 121203-121300155 | CTG-SIRAJ-BR-UPS001
CHITTAGONG | 140 | EBL HALISHAHAR BR ATM00810 | House # 01 (1st Floor), Road # 01 , Block # L, Halishahar Housing Estate, Chittagong | Socomec | Modulys | UL 3KVA | 15 min@Full load | 2008-08-26 | Tech Valley Solutions Ltd | 21548523 | CTH-HALIS-BR-UPS001
CHITTAGONG | 141 | EBL O R NIZAM RD BR LOBBY ATM01016 | Avenue Centre, 787 CDA Avenue, Chittagong | UNICOL | UNICOL | UL 3KVA | 15 min@Full load | 2014-02-20 | Tech Valley Solutions Ltd | 130427-130435181 | SYL-ORNIZM-BR-UPS001
CHITTAGONG | 142 | EBL KHATUNGONJ BR ATM01099 | 173 Khatungonj Badsha Market, Chittagong | APOLLO | 2300HS-L | UL 3KVA | 15 minutes | 2016-05-30 | Tech Valley Solutions Ltd | 1246985 | CTG-KHATUN-BR-UPS001 | Pre: Socomec UPS; Ven: TVSL: pur: 26-08-2008
CHITTAGONG | 143 | EBL LOHAGORA BR ATM01107 | M K Shopping Center (1st Floor), Bottali Main Road, Lohagora, Chittagong | APOLLO | 2300HS-L | UL 3KVA | 15 minutes | 05.11.2015 | Tech Valley Solutions Ltd | 150611278550232 | CTG-LOHA-UPS001 | Pre: Socomec; Ven: Techvalley Pur: 26-08-2008
CHITTAGONG | 144 | EBL HATHAZARI BR ATM01115 | Haji Sultan Market, Hathazari Bus Stand, Hathazari, Chittagong | APOLLO | 2300HS-L | UL 3KVA | 15 minutes | 2016-05-30 | Tech Valley Solutions Ltd | 8854263 | CTG-HATHAZ-BR-UPS001 | Pre: Socomec UPS; Ven: TVSL: pur: 26-08-2008
CHITTAGONG | 145 | EBL COMILLA BR ATM01156 | Holding No. 195, Chowdhury Plaza, Jail Road, Jhawtola, Kotwali, Ward No. 10, Comilla | UNICOL | UNICOL | UL 3KVA | 15 min@Full load | 2011-03-03 | Tech Valley Solutions Ltd | 1112-11254887 | CTG-COM-BR-UPS01
CHITTAGONG | 146 | EBL CEPZ BR LOBBY ATM01222 | Chittagong CEPZ, Chittagong | Socomec | Modulys | UL 3KVA | 15 min@Full load | 2008-10-25 | Tech Valley Solutions Ltd | 3658874 | CTG-CEPZ-BR-UPS002
CHITTAGONG | 147 | EBL FENI ATM01396 | 238 S S K Road, Feni, Chittagong | UNICOL | UNICOL | UL 3KVA | 15 min@Full load | 2012-05-18 | Tech Valley Solutions Ltd | 1112-5524145 | CTG-FENI-ATM-UPS001 | Sent a backup from Dhaka on 26 Jul 2018
CHITTAGONG | 148 | EBL NAZIRHAT BR ATM01529 | Zaria Community Center, (Adjacent to Darbar Gate), Nazirhat, Fatikchari, Chittagong | UNICOL | UNICOL | UL 3KVA | 15 min@Full load | 2012-05-18 | Tech Valley Solutions Ltd | 120202-111306219 | CTG-NAJIR-BR-UP001
CHITTAGONG | 149 | EBL MEHEDIBAGH BR ATM01628 | Epic Emdad Heights” 38 Chatteshawri Circle ( Gr. Floor), Mehdibagh, Chittagong | UNICOL | UNICOL | UL 3KVA | 15 min@Full load | 2012-05-18 | Tech Valley Solutions Ltd | 111124-111032436 | CTG-MEHDI-BR-UP001
CHITTAGONG | 150 | EBL OCEAN PARADISE LOBBY ATM01669 | 28-29, Hotel Motel Zone, Kolatoli, Cox's Bazar | UNICOL | UNICOL | UL 3KVA | 15 min@Full load | 2012-05-18 | Tech Valley Solutions Ltd | 111201-2014510 | CTG-OCEPRD-ATM-UPS001
CHITTAGONG | 151 | EBL MAIJDEE BR ATM01685 | Ali Plaza, Maijdee, Noakhali | UNICOL | UNICOL | UL 3KVA | 15 min@Full load | 2012-05-18 | Tech Valley Solutions Ltd | 12054-000555 | CTG-MAIZ-BR-UPS001
CHITTAGONG | 152 | EBL BHATIARY BR ATM01693 | Sajeda Bhaban(GF, 1st & 2nd floor), beside H. Akbar Ali Road, Bhatiari, Chittagong | UNICOL | UNICOL | UL 3KVA | 15 min@Full load | 2012-05-18 | Tech Valley Solutions Ltd | 111124-111034190 | CTG-BHAT-BR-UPS001
CHITTAGONG | 153 | EBL AFMI PLAZA ATM00679 | Afmi Plaza, G-39, 1 Baizid Bostami Road, Panchlaish, Chittagong | UNICOL | UNICOL | UL 3KVA | 15 min@Full load | 2012-05-18 | Tech Valley Solutions Ltd | 3110300224 | CTG-AFMI-ATM0UPS001
CHITTAGONG | 154 | EBL Cox's Bazar SEAGULL LOBBY ATM00760 | Plot # 6,7,8 Seagull Hotels Ltd., Motel Zone, Cox’s Bazar | UNICOL | UNICOL | UL 3KVA (std) | 15 min@Full load | 2013-03-27 | Tech Valley Solutions Ltd | 12154-201412 | CTG-COX-ATM-UPS003
CHITTAGONG | 155 | EBL SANMAR OCEAN CITY ATM01081 | Sanmar Ocean City, Shop I & II, Ground Floor, 997 CDA Avenue, Chittagong | UNICOL | UNICOL | UL 3KVA | 15 min@Full load | 2013-03-27 | Tech Valley Solutions Ltd | 110520-110299222 | CTG-SNMR-ATM-UPS001
CHITTAGONG | 156 | EBL KOTOWALI ATM01255 | 5/6 Hossain Shahid Sorwaruddin Road, Kotowali, Chittagong | UNICOL | UNICOL | UL 3KVA | 15 min@Full load | 2013-03-27 | Tech Valley Solutions Ltd | 111124-111034252 | CTG-KOTO-ATM-UPS005
CHITTAGONG | 157 | EBL ISPAHANI LAL KHAN ATM00166 | Ispahani Building, Lalkhan Bazar, Chittagong | UNICOL | UNICOL | UL 1KVA | 15 min@Full load | 2013-03-27 | Tech Valley Solutions Ltd | 120726-120781100 | CTG-ISPAH-ATM-UPS001
CHITTAGONG | 158 | EBL YUNUSCO ATM00174 | Shop # 21 (Ground Floor), Yunusco City Center, 567 CDA Avenue, Chittagong | Socomec | Modulys | UL 3KVA | 15 min@Full load | 2008-10-25 | Tech Valley Solutions Ltd | 8547452 | CTG-YOUNS-ATM-UPS001
CHITTAGONG | 159 | EBL JAMALKHAN ATM00513 | Center Point Hospital, 100 Momin Road Jamal Khan, Chittagong | UNICOL | UNICOL | UL 1KVA | 15 min@Full load | 2013-03-27 | Tech Valley Solutions Ltd | 120726-120781087 | CTG-JAMAL-ATM-UPS001
CHITTAGONG | 160 | EBL CEPZ ATM00604 | Bay Shopping Centre, Chittagong Export Processing Zone, Chittagong | UNICOL | UNICOL | UL 1KVA | 15 min@Full load | 2013-03-27 | Tech Valley Solutions Ltd | 120726-120781095 | CTG-CEPZ-ATM-UPS001
CHITTAGONG | 161 | EBL CTG. CHAWKBAZAR ATM00901 | Moti Tower, 68 College Road, Chowkbazar C.A., Chittagong | UNICOL | UNICOL | UL 3KVA | 15 min@Full load | 2014-05-20 | Tech Valley Solutions Ltd | 120726-120781108 | CTG-CHWK-ATM-UPS001
CHITTAGONG | 162 | EBL BAYEZID BOSTAMI RD ATM00919 | 178 Baizid Bostami Road, Chittagong | Socomec | Modulys | UL 3KVA | 15 min@Full load | 2008-10-25 | Tech Valley Solutions Ltd | 2145141025 | CTG-BAYZEED-ABTM-UPS001
CHITTAGONG | 163 | EBL MURADPUR ATM01388 | Karims Icon, 73/74 Muradpur, Asian Highway, Chittagong | UNICOL | UNICOL | UL 3KVA | 15 min@Full load | 2012-08-25 | Tech Valley Solutions Ltd | 111124-111034221 | CTG-MURAD-ATM-UPS001
CHITTAGONG | 164 | EBL BONDOR GATE ATM01495 | 185 Strand Road, Bondor, Hakim Mini Super Market, Chittagong | UNICOL | UNICOL | UL 3KVA | 15 min@Full load | 2012-08-25 | Tech Valley Solutions Ltd | 120202-111306198 | CTH-BOND-ATM-UPS001
CHITTAGONG | 165 | EBL JAMAL KHAN BR ATM01727 | CPDL AM Majesta, 84 Jamal Khan, Chittagong -4000 | UNICOL | UNICOL | UL 3KVA | 15 min@Full load | 2013-09-03 | Tech Valley Solutions Ltd | 1311-0058546 | CTG-JAMAL-ATM-UPS002
CHITTAGONG | 166 | EBL DOHAZARI BR ATM01728 | Hazari Tower, First Floor, Dohazari, Chandanaish, Chittagong-4382 | UNICOL | UNICOL | UL 3KVA | 15 min@Full load | 2013-09-03 | Tech Valley Solutions Ltd | 1305-1245254 | CTG-DOHAZ-BR-UPS001
CHITTAGONG | 167 | EBL KHULSI ATM01726 | House No-1, Road No-1, Zakir Hossain Road, Khulshi, Chittagong- 4202 | UNICOL | UNICOL | UL 3KVA | 15 min@Full load | 2014-02-20 | Tech Valley Solutions Ltd | 1406-135405 | CTG-KHUL-ATM-UP001
CHITTAGONG | 168 | EBL AGRABAD BR ATM00125 | 33 Agrabad C. A. Chittagong | Socomec | Modulys | UL 3KVA | 15 min@Full load | 2008-10-25 | Tech Valley Solutions Ltd | 2142541 | CTG-AGR-BR-UPS001
CHITTAGONG | 169 | EBL Agrabad Suraiya Mansion | Suriya Mansion (ops & TSD) | UNICOL | UNICOL | UL 1KVA | 15 min@Full load | 2014-02-20 | Tech Valley Solutions Ltd | 130805-130895042 | CTG-AGR-SURI-UPS002
CHITTAGONG | 170 | EBL IT | Agrabad | UNICOL | UNICOL | UL 3KVA (std) | 15 min@Full load | 2013-09-03 | Tech Valley Solutions Ltd | 101125-100866186 | CTG-IT-SUP-UPS001
CHITTAGONG | 171 | EBL IT | Agrabad | UNICOL | UNICOL | UL 3KVA (std) | 15 min@Full load | 2013-09-03 | Tech Valley Solutions Ltd | 110222-110029204 | CTG-IT-SUP-UPS002
CHITTAGONG | 172 | EBL IT | Agrabad | UNICOL | UNICOL | UL 1KVA | 15 min@Full load | 2013-09-03 | Tech Valley Solutions Ltd | 110222-110029183 | CTG-IT-SUP-UPS003
CHITTAGONG | 173 | New EBL 365 at Sheikh Mijib Rd (Ctg) |  | UNICOL | UNICOL | UL 3KVA | 15 min@Full load | 2014-03-28 | Tech Valley Solutions Ltd | 130427-130435160 | CTG-SHEKM-ATM-UPS001
CHITTAGONG | 174 | New EBL 365 at Pahartoli (Ctg) |  | UNICOL | UNICOL | UL 3KVA | 15 min@Full load | 2014-03-28 | Tech Valley Solutions Ltd | 130427-130435164 | CTG-PAHAR-ATM-UPS001
KHULNA | 175 | EBL KHULNA BR ATM00092 | Taymun Centre & Properties, 181 Khan-A-Sabur Road, Shibbari More, Khulna | UNICOL | UNICOL | UL 3KVA | 15 min@Full load | 2013-09-03 | Tech Valley Solutions Ltd | 1303-2514585 | KHL-BR-UPS001
KHULNA | 176 | EBL KHULNA SONADANGA ATM00273 | A-19 Mojid Soroni, Sonadanga, Khulna | UNICOL | UNICOL | UL 3KVA | 15 min@Full load | 2012-08-25 | Tech Valley Solutions Ltd | 12052-220141 | KHL-SONADNG-ATM-UPS02
KHULNA | 177 | EBL JESSORE BR ATM00521 | 26 R N Road, Jessore | APOLLO | 2300HS-L | UL 3KVA | 15 minutes | 11.11.2015 | Tech Valley Solutions Ltd | E150611278559869 | KHL-JESS-ATM-UPS002
KHULNA | 178 | EBL KHULNA ROYAL ATM00653 | 32/1 KDA Avenue Royal Chottor, Khulna | UNICOL | UNICOL | UL 3KVA | 15 min@Full load | 2014-08-13 | Tech Valley Solutions Ltd | 131612140539319 | KHL-ROYEL-ATM-UPS03
KHULNA | 179 | EBL Fulbari Branch |  | UNICOL | UNICOL | UL 3KVA | 15 min@Full load | 2014-07-02 | Tech Valley Solutions Ltd | 140418-140328053 | KHL-FUL-BR-UPS003
KHULNA | 180 | EBL Barisal br |  | UNICOL | UNICOL | UL 3KVA | 15 min@Full load | 2014-07-02 | Tech Valley Solutions Ltd | 140418-140328083 | KHL-BARI-BR-UPS001
KHULNA | 181 | EBL Jessore ATM 365 |  | UNICOL | UNICOL | UL 3KVA | 15 min@Full load | 2014-09-15 | Tech Valley Solutions Ltd | 140612-140539317 | KHL-JESS-ATM-UPS002
RAJSHAHI | 182 | EBL RAJSHAHAI BR ATM00299 (Br, server) | Doinik Barta Complex (Ground Floor), Alupotti, Natore Road, Rajshahi-6000 | UNICOL | UNICOL | UL 3KVA | 15 min@Full load | 2014-08-20 | Tech Valley Solutions Ltd | 140418-140328022 | RAJ-BR-UPS001 | replaced Socomec-3kva(std)-2008-TVSL
RAJSHAHI | 183 | EBL RAJSHAHI ATM00984 | 13 Lakshmipur More, GPO 6000, Rajpara, Rajshahi | UNICOL | UNICOL | UL 3KVA | 15 min@Full load | 2014-10-02 | Tech Valley Solutions Ltd | 1409-2014144 | RAJ-RAJPARA-ATM-UPS02 | replaced Socomec-3kva(std)-2008-TVSL
RAJSHAHI | 184 | EBL Bogra Br |  | Ideal | Ideal | 1 KVA (Std Offline) | 15 min@Full load | 2014-10-20 | Tech Valley Solutions Ltd | 6584721 | RAJ-BOG-ATM-UPS001
RAJSHAHI | 185 | EBL BOGRA ATM01503 | Bhandari Market, Barogola, Bogra | UNICOL | UNICOL | UL 3KVA | 15 min@Full load | 2012-08-25 | Tech Valley Solutions Ltd | 12054-05548 | RAJ-BOG-ATM-UPS002
RAJSHAHI | 186 | EBL FARIDPUR BR ATM01057 | 7/216 Golpukur Shopping Complex, Alipur, Faridpur | UNICOL | UNICOL | UL 3KVA | 15 min@Full load | 2014-09-15 | Tech Valley Solutions Ltd | 140612-140539316 | RAJ-FAR-ATM-UPS002 | replaced Socomec-3kva-2008-TVSL
RANGPUR | 187 | EBL RANGPUR BR ATM01313 | 11 Jail Road, Dhap, Ward No. 01, Kotwali, Rangpur City Corporation, Rangpur | UNICOL | UNICOL | UL 3KVA | 15 min@Full load | 2013-12-05 | Tech Valley Solutions Ltd | 1112-11445841 | RAJ-RANG-BR-UPS001
RANGPUR | 188 | EBL RANGPUR ATM01438 | House # 17, Cantt Road ( Infront of Circuit House), Dhap, Rangpur | UNICOL | UNICOL | UL 3KVA | 15 min@Full load | 2012-08-25 | Tech Valley Solutions Ltd | 1206-254887 | RAJ-RANG-ATM-UPS002
SYLHET | 189 | EBL BHIRAB SME BR ATM00802 | Holding # 0161-00, Bhairab Bazar, Kishorgonj, Bhairab | UNICOL | UNICOL | UL 3KVA | 15 min@Full load | 2014-05-20 | Tech Valley Solutions Ltd | 131206-131501165 | SYL-BHAIRB-BR-UPS001 | replaced Socomec-3kva-2008-TVSL
SYLHET | 190 | EBL SYLHET UPASAHAR Br | Upashahar Gas Bhaban, Mehdi Bagh, Sylhet | UNICOL | UNICOL | UL 3KVA | 15 min@Full load | 2014-03-28 | Tech Valley Solutions Ltd | 130427-130435126 | SYL-UPA-BR-UPS001
SYLHET | 191 | EBL SYLHET CHOUHATTA BR | Firoz Centre, 891/KA,Chouhatta, Sylhet | APOLLO | 2300HS-L | UL 3KVA | 15 minutes | 2009-06-05 | Tech Valley Solutions Ltd | 150611278550279 | SYL-CHOU-BR-UPS001 | Pre: APC; Ven: Flora; Pur:05-06-2009
SYLHET | 192 | EBL SYLHET CHOUHATTA ATM | Firoz Centre, 891/KA,Chouhatta, Sylhet | Sendon | Sendon | 1 KVA (Std Offline) | 15 min@Full load | 2003-05-02 | Tech Valley Solutions Ltd | 200210734 | SYL-CHOU-BR-UPS002 | New UPS, UNICOL 3KVA Long, Oct-2018
SYLHET | 193 | EBL MOULOVI BAZAR BR ATM00570 | 26 Sylhet Trunk Road (1st Floor), Moulvoi Bazar, Sylhet | UNICOL | UNICOL | UL 3KVA | 15 min@Full load | 2014-08-20 | Tech Valley Solutions Ltd | 140418-140328084 | SYL-MOUL-BR-UPS002
SYLHET | 194 | EBL BISHWANATH BR ATM01040 | Khurshid Ali Shopping Complex, Notun Bazar, Bishwanath, Sylhet | UNICOL | UNICOL | UL 3KVA | 15 min@Full load | 2013-12-05 | Tech Valley Solutions Ltd | 13005-254788 | SYL-BISW-ABR-UPS001
SYLHET | 195 | EBL B.BARIA BR ATM01602 | 106 TA Road, 1st Floor, B. Baria, Sylhet | UNICOL | UNICOL | UL 3KVA | 15 min@Full load | 2012-08-25 | Tech Valley Solutions Ltd | 13052-554841 | SYL-BBARIA-BR-UPS01
SYLHET | 196 | EBL SHUBID BAZAR ATM00497 | Sunarganj Road (In front of Pallabi Community Centre), Subid Bazar, Shylet | UNICOL | UNICOL | UL 3KVA | 15 min@Full load | 2013-12-05 | Tech Valley Solutions Ltd | 13025-854256 | SYL-SUBID-ATM-UPS001
SYLHET | 197 | EBL SYLHET UPASAHAR ATM00281 |  | UNICOL | UNICOL | UL 3KVA | 15 min@Full load | 2013-06-06 | Tech Valley Solutions Ltd | 130427-1304354214 | SYL-UPA-BR-UPS002
SYLHET | 198 | EBL ZINDA BAZAR ATM00505 | Blue Water Shopping City, Joler Par Road, Zindabazar, Shylet | UNICOL | UNICOL | UL 3KVA | 15 min@Full load | 2014-03-28 | Tech Valley Solutions Ltd | 131206-131501166 | SYL-ZIND-ATM-UPS001
SYLHET | 199 | EBL SYLHET DARGAH GATE ATM01172 | Dargah Gate, Shylet | UNICOL | UNICOL | UL 3KVA | 15 min@Full load | 2013-02-02 | Tech Valley Solutions Ltd | 130254-2457471 | SYL-DARGA-ATM-UPS001
SYLHET | 200 | EBL SYLHET CHOUHATTA BR LOBBY ATM | Firoz Centre, 891/KA,Chouhatta, Sylhet | UNICOL | UNICOL | UL 1KVA | 15 min@Full load | 2013-12-05 | Tech Valley Solutions Ltd | 1209-2101254 | SYL-CHOU-BR-UPS002
SYLHET | 201 | EBL Upashahar ATM |  | UNICOL | UNICOL | UL 3KVA | 15 min@Full load | 2013-12-05 | Tech Valley Solutions Ltd | 1309-2014585 | SYL-UPA-ATM-UPS002
SYLHET | 202 | EBL IT | chouhatta, Sylhet | UNICOL | UNICOL | UL 3KVA (std) | 15 min@Full load | 2013-12-05 | Tech Valley Solutions Ltd | 12154-201428 | SYL-IT-UPS003
SYLHET | 203 | EBL Tilagar Point ATM (Syl) |  | UNICOL | UNICOL | UL 3KVA | 15 min@Full load | 2014-04-02 | Tech Valley Solutions Ltd | 131206-131501133 | SYL-TILA-ATM-UPS001
SYLHET | 204 | EBL MADHABDI BR ATM01149 | 242/1 Algi Road, Madhabdi Bazar, Madhabdi | UNICOL | UNICOL | UL 3KVA | 15 min@Full load | 2011-02-02 | Tech Valley Solutions Ltd | 110520-110299251 | DHK-MADH-BR-UPS001 | ok
SYLHET | 205 | Fenchuganj Br | Tuta Miah Mansion (1st Floor), Fenchuganj Bazar, Fenchuganj, Sylhet | UNICOL | UNICOL | UL 3KVA | 15 min@Full load | 2014-12-09 | Tech Valley Solutions Ltd | 140418140328050 | SYL-FENCH-BR-UPS001
DHAKA | 206 | North Gulshan Br | Kalpana House, 169 GulshanAvenue, Gulshan-02, Dhaka | UNICOL | UNICOL | UL 3KVA | 15 min@Full load | 2014-12-09 | Tech Valley Solutions Ltd | 140418140328055 | DHK-NRTGUL-BR-UPS001
DHAKA | 207 | Narayanganj SME |  | Socomec |  | UL 3KVA | 15 min@Full load | 2008-10-25 | Tech Valley Solutions Ltd |  |  | Apollo 2300HS-L as Support on 8-July-2019, SL# 3EAM150905800840024
CHITTAGONG | 208 | Alonkar Moor ATM | Shop #04, Alonkar Shopping Complex, Alonkar Moor, Pahartoli, Chittagong | APOLLO | 2300HS-L | UL 3KVA | 15 minutes | 02.06.2015 | Orient Computers | 3EAM140408498230004 | CTG-ALONKER-ATM-UOS01
DHAKA | 209 | Cantonment super market ATM (Kachukhet ATM) | Rajonigondha Super Market, Kochukhet | UNICOL | UNICOL | UL 3KVA | 15 min@Full load | 25.01.2015 | Unicol Bangladesh | 140 418- 140 328 027 | DHK-CANT-ATM-UPS01
DHAKA | 210 | Cantonment post office ATM | Dhaka Cantonment post office, Kurmitola Golf Area | UNICOL | UNICOL | UL 3KVA | 15 min@Full load | 25.01.2015 | Unicol Bangladesh | 140 904 00 23 | DHK-CANT2-ATM-UPS01
DHAKA | 211 | Banani Rd 11 ATM | Banani, Road- 11 | UNICOL | UNICOL | UL 3KVA | 15 min@Full load | 25.01.2015 | Unicol Bangladesh | 140 418-140 328 037 | DHK-BANANI-ATM-UPS01
KHULNA | 212 | Barisal ATM | 42/44 Sador Road, Barisal | UNICOL | UNICOL | UL 3KVA | 15 min@Full load | 25.01.2015 | Unicol Bangladesh | 140418-140 328 058 | KHL-BARI-ATM-UPS001
CHITTAGONG | 213 | Khulsi ATM |  | UNICOL | UNICOL | UL 3KVA | 15 min@Full load | 25.01.2015 | Unicol Bangladesh
DHAKA | 214 | Gulshan Lila Tower ATM |  | APOLLO | 2300HS-L | UL 3KVA | 15 minutes | 22.06.2015 | Orient Computers | 140408498230008 | DHK-GUL-LILA-ATM-UPS001
KHULNA | 215 | EBL KHULNA SONADANGA ATM00273 | A-19 Mojid Soroni, Sonadanga, Khulna | APOLLO | 2300HS-L | UL 3KVA (std) | 15 minutes | 26.07.2015 | Orient Computers | 1050202514050026 | KHL-SONADNG-ATM-UPS03
DHAKA | 216 | Niloy-Nitol GP house | Khilkhet | APOLLO | 2300HS-L | UL 3KVA (std) | 15 minutes | 26.07.2015 | Orient Computers | 150202514050038 | DHK-GPHOUSE-NILOY-UPS01
DHAKA | 217 | EBL Board Bazar Br |  | APOLLO | 2300HS-L | UL 3KVA (std) | 15 minutes | 26.07.2015 | Orient Computers | 150202514050039 | DHK-BOARDBAZAR-UPS003
CHITTAGONG | 218 | CEPZ Offsite ATM | CTG | APOLLO | 2300HS-L | UL 3KVA | 15 minutes | 31.10.2015 | Orient Computers | 3EAL150611278550271 | CTG-CEPZ-ATM-UPS001
CHITTAGONG | 219 | CTG Newmarket | CTG | APOLLO | 2300HS-L | UL 3KVA | 15 minutes | 31.10.2015 | Orient Computers | 3EAL150611278550156 | CTG-NEWMARKET-BR-UPS002
DHAKA | 220 | Khulna Br ATM |  | APOLLO | 2300HS-L | UL 3KVA (std) | 15 minutes | 26.07.2015 | Orient Computers
DHAKA | 221 | HO, IT |  | APOLLO | 2300HS-L | UL 3KVA (std) | 15 minutes | 26.07.2015 | Orient Computers | 150611278350033 | DHK-IT-UPS 15
DHAKA | 222 | HO, IT |  | APOLLO | 2300HS-L | UL 3KVA (std) | 15 minutes | 26.07.2015 | Orient Computers | 150611278350066 | DHK-IT-UPS 16
CHITTAGONG | 223 | CTG Pahartoli GP House |  | APOLLO | 2300HS-L | UL 3KVA (std) | 15 minutes | 26.07.2015 | Orient Computers
DHAKA | 224 | GP House at IT Dept |  | APOLLO | 2300HS-L | UL 3KVA (std) | 15 minutes | 26.07.2015 | Orient Computers
DHAKA | 225 | EBL Khilgaon Br |  | APOLLO | 2300HS-L | UL 3KVA | 15 minutes | 24.11.2015 | Orient Computers | 150611278550236 | DHK-KHILG-ATM-UPS001
DHAKA | 226 | EBL Vulta br |  | APOLLO | 2300HS-L | UL 3KVA | 15 minutes | 24.12.2015 | Orient Computers | 150611278550235 | DHK-VULTA-BR-UPS001
DHAKA | 227 | EBL Mowna Br |  | APOLLO | 2300HS-L | UL 3KVA | 15 minutes | 24.12.2015 | Orient Computers | 150611278550172 | DHK-MAOWNA-BR-UPS001
DHAKA | 228 | EBL Gulshan Laila Tower ATM |  | APOLLO | 2300HS-L | UL 3KVA | 15 minutes | 24.12.2015 | Orient Computers | 150611225142856 | DHK-LAILA-ATM-UPS001
DHAKA | 229 | Khilgaon br |  | APOLLO | 2300HS-L | UL 3KVA | 15 minutes | 31.12.2015 | Orient Computers | 3EAL150611278550236 | DHK-KHIL_BR-UPS001
DHAKA | 230 | EBL Vulta ATM |  | APOLLO | 2300HS-L | UL 3KVA | 15 minutes | 31.12.2015 | Orient Computers | 3EAL150611278550268 | DHK-VULTA-ATM-UPS001
CHITTAGONG | 231 | EBL Muradpur Br |  | APOLLO | 2300HS-L | UL 3KVA | 15 minutes | 31.12.2015 | Orient Computers | 3EAL150611278550296 | CTG-MURADPUR-BR-UPS001
DHAKA | 232 | Uttara Cards Sales |  | UNICOL | 1000 va | UL 1KVA | 15 min@Full load | 01.08.2016 | Unicol Bangladesh | 11511180157 | DHK-UTTRSALES-UPS001
CHITTAGONG | 233 | Cox's Bazar 2nd ATM |  | APOLLO | 2300HS-L | UL 3KVA | 15 minutes | 09.06.2016 | Orient Computers | 3CA1150611278550105 | CTG-COX-ATM-UPS001
DHAKA | 234 | Shyamoli 2nd ATM, |  | APOLLO | 2300HS-L | UL 3KVA | 15 minutes | 24.07.2016 | Orient Computers | 11278550113, | DHK- SHAMOLY2-ATM-UPS001
DHAKA | 235 | Shahajadpur 2nd ATM, |  | APOLLO | 2300HS-L | UL 3KVA | 15 minutes | 24.07.2016 | Orient Computers | 11278550034, | DHK-SHAHJADPUR2-ATM-UPS001
DHAKA | 236 | Bashundhara Bl-C ATM, |  | APOLLO | 2300HS-L | UL 3KVA | 15 minutes | 24.07.2016 | Orient Computers | 11278550127, | DHK-BASHUNDHARAC-ATM-UPS001
DHAKA | 237 | Mohakhali ATM |  | APOLLO | 2300HS-L | UL 3KVA | 15 minutes | 24.07.2016 | Orient Computers | 4800830065 | DHK-MOHAKHALI-ATM-UPS001
DHAKA | 238 | EBL Gulshan Br, |  | APOLLO | 2300HS-L | UL 3KVA | 15 minutes | 24.07.2016 | Orient Computers | 4800830043, | DHK-GUL BR-ATM-UPS002 | Dismantle and relocated to Mawna ATM
RAJSHAHI | 239 | Rajshahi ATM, |  | APOLLO | 2300HS-L | UL 3KVA | 15 minutes | 24.07.2016 | Orient Computers | 4800830073, | RAJ-BR-UPS002
SYLHET | 240 | Subid Bazar |  | APOLLO | 2300HS-L | UL 3KVA | 15 minutes | 24.07.2016 | Orient Computers | 4800830089 | SYL-SUBID-ATM-UPS002
CHITTAGONG | 241 | Bayjid Bostami ATM |  | APOLLO | 2300HS-L | UL 3KVA | 15 minutes | 24.07.2016 | Orient Computers | 11278550161 | CTG-BAIJID-ATM-UPS002
DHAKA | 242 | Khilgaon br, |  | APOLLO | 2300HS-L | UL 3KVA | 15 minutes | 03.02.2016 | Orient Computers | 11278550236, | DHK-KHILGAON-BR-UPS002
DHAKA | 243 | New mawna Br, |  | APOLLO | 2300HS-L | UL 3KVA | 15 minutes | 03.02.2016 | Orient Computers | 11278550172, | DHK-MAWNA-BR-UPS001
DHAKA | 244 | New Bhulta Br |  | APOLLO | 2300HS-L | UL 3KVA | 15 minutes | 03.02.2016 | Orient Computers | 1127850235 | DHK-BHULTA-BR-UPS001
CHITTAGONG | 245 | Muradpur |  | APOLLO | 2300HS-L | UL 3KVA | 15 minutes | 15.05.2016 | Orient Computers | 3EAL150611278550296 | CTG-MURAD-BR-UPS001
DHAKA | 246 | ZN Tower(5th FL) |  | APOLLO | 2300HS-L | UL 3KVA | 15 minutes | 01.11.2016 | Orient Computers | 2853900226 | DHK-UPS-ZN5FL-UPS001
DHAKA | 247 | Tajmahal ATM |  | APOLLO | 2300HS-L | UL 3KVA | 15 minutes |  | Orient Computers
DHAKA | 248 | Dhk Cant ECB ATM |  | APOLLO | 2300HS-L | UL 3KVA | 15 minutes |  | Orient Computers
CHITTAGONG | 249 | CTG Finlay Square ATM |  | APOLLO | 2300HS-L | UL 3KVA | 15 minutes |  | Orient Computers
CHITTAGONG | 250 | KEPZ ATM |  | APOLLO | 2300HS-L | UL 3KVA | 15 minutes |  | Orient Computers | 30028
CHITTAGONG | 251 | CTG Airport ATM |  | APOLLO | 2300HS-L | UL 3KVA | 15 minutes |  | Orient Computers
CHITTAGONG | 252 | Chandgaon ATM |  | APOLLO | 2300HS-L | UL 3KVA | 15 minutes |  | Orient Computers
DHAKA | 253 | New Ashulia Br |  | APOLLO | 2300HS-L | UL 3KVA | 15 minutes | 14.12.2016 | Orient Computers |  | DHK-UPS-ASHULIA-UPS001
DHAKA | 254 | Gulshan Avenue Br |  | APOLLO | 2300HS-L | UL 3KVA | 15 minutes | 09.04.2017 | Orient Computers
DHAKA | 255 | Ashulia Daffodil University ATM Dropbox | Ashulia Daffodil University ATM Dropbox | APOLLO | 2300HS-L | UL 3KVA | 15 minutes | 2017-03-09 | Orient Computers | 3EAM150905800840024 |  | Updated 02-Apr-2018
DHAKA | 256 | North Gulshan ATM |  | APOLLO | 2300HS-L | UL 3KVA | 15 minutes | 09.04.2017 | Orient Computers
CHITTAGONG | 257 | Panchalish Br |  | APOLLO | 2300HS-L | UL 3KVA | 15 minutes | 09.04.2017 | Orient Computers
CHITTAGONG | 258 | Halishahar Br |  | APOLLO | 2300HS-L | UL 3KVA | 15 minutes | 09.04.2017 | Orient Computers
CHITTAGONG | 259 | IT CTG |  | Kehua | KR 3000L | UL 3KVA | 15 min@Full load | 2017-06-13 | Express Systems Ltd
CHITTAGONG | 260 | IT CTG |  | Kehua | KR 3000L | UL 3KVA | 15 min@Full load | 2017-06-13 | Express Systems Ltd | 50C110119076HC100028
SYLHET | 261 | IT Sylhet | Plot 01, Tea Board Building, Zindabazar Road, Chouhatta Point, Sylhet | Kehua | KR 3000L | UL 3KVA | 15 min@Full load | 2017-06-13 | Express Systems Ltd
DHAKA | 262 | EBL Begum Rokea Sarani |  | UNICOL | UNICOL | UL 3KVA | 15 min@Full load | 26.10.2017 | Unicol Bangladesh
DHAKA | 263 | Mirpur Senpara Parbata ATM 365 |  | UNICOL | UNICOL | UL 3KVA | 15 min@Full load | 20.09.2017 | Unicol Bangladesh
CHITTAGONG | 264 | CDM Machine |  | Power Tree | Power Tree | UL 1KVA | 15 min@Full load | 29.10.2017 | Techno XpressBD
DHAKA | 265 | EBL Begum Rokea Sarani |  | Power Tree Plus | Power Tree | UL 1KVA | 15 min@Full load | 16.11.2017 | Techno XpressBD | E606032289
DHAKA | 266 | EBL Board Bazar Br |  | Power Tree Plus | Power Tree | UL 1KVA | 15 min@Full load | 16.11.2017 | Techno XpressBD | E1606032445
DHAKA | 267 | CDM at Stamford University | Stamford University Bangladesh, 51 Siddeswari Road, Dhaka-1217 | Ideal | Ideal | UL 1KVA | 15 min@Full load | - | SMS Systems | - | - | New CDM, UPS from Support Stock
DHAKA | 268 | EBL Mawna GS ATM booth | Green Smart Shirt, Tepirbari, Teli Hati Union, Sreepur- Mawna, Gazipur | APOLLO | 2300HS-L | UL 3KVA | 15 minutes | 24.07.2016 | Orient Computers | 4800830043, | DHK-GUL BR-ATM-UPS002 | Dismantle from Gulshan br. Richmond tower
DHAKA | 269 | Mouchak Br |  | UNICOL | UNICOL | UL 3KVA | 15 min@Full load | 22.03.2018 | Unicol Bangladesh
DHAKA | 270 | Mymensingh GP House |  | UNICOL | UNICOL | UL 3KVA | 15 min@Full load | 18.03.2018 | Unicol Bangladesh
DHAKA | 271 | Moghbazar Br |  | UNICOL | UNICOL | UL 3KVA | 15 min@Full load | 27.05.2018
DHAKA | 272 | Ministry of Foreign Affairs Shegunbagicha ATM | Shegunbagicha | Kehua | KR-3000 | 3KVA | 15 min@Full load | 2018-12-20 | Express Systems Ltd | 50C110119076HC100008
DHAKA | 273 | Ministry of Foreign Affairs Shegunbagicha CDM | Shegunbagicha | Kehua | KR-3000 | 3KVA | 15 min@Full load | 2018-12-20 | Express Systems Ltd | 50C110119076HC100055
DHAKA | 274 | Kurmitula Golf Club ATM | Kurmitola Golf Area, Dhaka | Kehua | KR-3000 | 3KVA | 15 min@Full load | 2019-02-19 | Express Systems Ltd
DHAKA | 275 | ICT Ministry ATM | Agargaon | Kehua | KR-3000 | 3KVA | 15 min@Full load | 2019-03-25 | Express Systems Ltd
DHAKA | 276 | ICT Ministry CDM | Agargaon | Kehua | KR-3000 | 3KVA | 15 min@Full load | 2019-03-25 | Express Systems Ltd
DHAKA | 277 | Support UPS - 3KVA Short | IT | TESCOM |  | UL 3KVA | 15 min@Full load | 2019-07-01 | Express Systems Ltd | 900031811060734
DHAKA | 278 | Support UPS - 3KVA Short | IT | TESCOM |  | UL 3KVA | 15 min@Full load | 2019-07-01 | Express Systems Ltd | 900031811060733
DHAKA | 279 | Level 14, Meeting Room, 100 Gulshan | Level 14, Meeting Room, 100 Gulshan | Kehua | KR-3000 | 3KVA | 15 min@Full load | 2018-06-03 | Express Systems Ltd | 500110119076HC100037 |  | Mohananda 2
DHAKA | 280 | Level 14, Meeting Room, 100 Gulshan | Level 14, Meeting Room, 100 Gulshan | Kehua | KR-3000 | 3KVA | 15 min@Full load | 2018-06-03 | Express Systems Ltd | 50C110119076HC100001 |  | Mohanada 1
DHAKA | 281 | Level 5, Meeting Room, 100 Gulshan | Level 5, Meeting Room, 100 Gulshan | Kehua | KR-3000 | 3KVA | 15 min@Full load | 2018-06-03 | Express Systems Ltd | 50C110119076HC100005 |  | Level 5
DHAKA | 282 | Level 10, Meeting Room, 100 Gulshan | Level 10, Meeting Room, 100 Gulshan | Kehua | KR-3000 | 3KVA | 15 min@Full load | 2018-06-03 | Express Systems Ltd | 50C110119076HC100004
DHAKA | 283 | Support UPS - 3KVA Short | IT | TESCOM |  | UL 3KVA | 15 min@Full load | 2020-05-15 | ElitePower Limited | -
DHAKA | 284 | Support UPS - 3KVA Short | IT | TESCOM |  | UL 3KVA | 15 min@Full load | 2020-05-15 | ElitePower Limited | -
DHAKA | 285 | Support UPS - 3KVA Short | IT | TESCOM |  | UL 3KVA | 15 min@Full load | 2020-05-15 | ElitePower Limited | -

## Report_2019
3KVA Online UPS Report - 2019
SL# | WO_Date | Location | Backup Time | Brand | Model | Capacity | Type | Remarks | Costs (BDT)
1 | 2019-01-03 | EBL FOREIGN MINISTRY ATM | 15 minutes | Kehua | KR-3000 | 3kVA Standard | New ATM | New ATM
2 | 2019-01-03 | EBL FOREIGN MINISTRY CDM | 15 minutes | Kehua | KR-3000 | 3kVA Standard | New CDM | New CDM
3 | 2019-02-12 | Army Golf Club ATM | 15 minutes | Kehua | KR-3000 | 3kVA Standard | New ATM | New ATM
4 | 2019-03-07 | Mymenshing SME Branch | 2 hours | UNICOL | UL-3KVA | 3kVA Long | Full Set | Existing
5 | 2019-03-07 | Sonargaon Road Branch | 2 hours | UNICOL | UL-3KVA | 3kVA Long | Full Set | Existing
6 | 2019-04-24 | EBL ICT MINISTRY ATM01813 | 15 minutes | Kehua | KR-3000 | 3kVA Standard | New ATM | New ATM
7 | 2019-04-24 | EBL ICT MINISTRY CDM | 15 minutes | Kehua | KR-3000 | 3kVA Standard | New CDM | New CDM
8 | 2019-04-29 | Jashore Branch ATM | 2 hours |  |  | 3kVA Long | Battery Replace | Existing
9 | 2019-05-19 | Contact Center Data Center, Sabera Tower | 15 minutes | TESCOM | CL110D | 10kVA Standard | Replaced with APC | Replaced
10 | 2019-06-24 | Garib-e-Newaz Branch | 2 hours | TESCOM | 3 KVAXL | 3kVA Long | Full Set | Existing
11 | 2019-06-24 | Eastern Mollika ATM | 2 hours | TESCOM | 3 KVAXL | 3kVA Long | Full Set | Existing
12 | 2019-06-24 | Feni SME Branch | 2 hours |  |  | 3kVA Long | Battery Replace | Existing
13 | 2019-06-24 | Shyamoli Branch | 2 hours |  |  | 3kVA Long | Battery Replace | Existing
14 | 2019-06-24 | IT Support, Dhaka | 15 minutes | TESCOM | 3KVA | 3kVA Standard | Support | New_Support
15 | 2019-06-24 | IT Support, Dhaka | 15 minutes | TESCOM | 3KVA | 3kVA Standard | Support | New_Support
16 | 2019-06-24 | Pran Agro ATM, Natore | 2 hours | TESCOM | 3 KVAXL | 3kVA Long | Booth Banking | Booth Banking
17 | 2019-08-20 | EBL Shantinagar Branch | 2 hours |  |  | 3kVA Long | Battery Replace | Existing
18 | 2019-08-20 | EBL Muradpur ATM | 2 hours |  |  | 3kVA Long | Battery Replace | Existing
19 | 2019-08-20 | EBL Mehdibagh Br. ATM | 2 hours |  |  | 3kVA Long | Battery Replace | Existing
20 | 2019-08-20 | EBL KEPZ 2nd ATM | 2 hours |  |  | 3kVA Long | Battery Replace | Existing
21 | 2019-08-20 | International University Of Scholars | 2 hours | TESCOM | 3 KVAXL | 3kVA Long | New CDM | New CDM
22 | 2019-08-28 | EBL SYLHET UPASAHAR ATM00281 | 15 minutes | TESCOM | 3KVA | 3kVA Standard | Replaced | Replaced
23 | 2019-08-29 | Chandra | 2 hours | TESCOM | 3 KVAXL | 3kVA Long | Booth Banking | Booth Banking
24 | 2019-08-29 | Kanchpur, Shiddhirganj | 2 hours | TESCOM | 3 KVAXL | 3kVA Long | Booth Banking | Booth Banking
25 | 2019-08-29 | Mirsharai | 2 hours | TESCOM | 3 KVAXL | 3kVA Long | Booth Banking | Booth Banking
26 | 2019-09-22 | EBL CEPZ Branch ATM | 2 hours | TESCOM | 3 KVAXL | 3kVA Long | Full Set | Existing
27 | 2019-09-22 | EBL Nawabganj Branch ATM | 2 hours | TESCOM | 3 KVAXL | 3kVA Long | Full Set | Existing
28 | 2019-09-22 | EBL Cox’s Bazar Branch ATM | 2 hours | TESCOM | 3 KVAXL | 3kVA Long | Full Set | Existing
29 | 2019-09-24 | Jamuna Hypermart ATM1 | 15 minutes | TESCOM |  | 3kVA Standard | - | New ATM
30 | 2019-09-24 | Jamuna Hypermart ATM2 | 15 minutes | TESCOM |  | 3kVA Standard | - | New ATM
31 | 2019-10-01 | EBL GAZIPUR PARAGON ATM01817 | 15 minutes | TESCOM | 3KVA | 3kVA Standard |  | New ATM
32 | 2019-10-03 | EBL KALURGHAT ATM01820 | 2 hours | TESCOM | 3 KVAXL | 3kVA Long |  | New ATM
33 | 2019-10-17 | Mirpur Branch | 2 hours | TESCOM | 3 KVAXL | 3kVA Long | Full Set | Existing
34 | 2019-10-31 | EBL NORTH SOUTH ROAD ATM01819 | 2 hours | TESCOM | 3 KVAXL | 3kVA Long |  | New ATM
35 | 2019-11-12 | Khulna Branch | 2 hours | TESCOM | 3 KVAXL | 3kVA Long | Full Set | Existing
36 | 2019-11-17 | Cumilla SME Branch | 2 hours |  |  | 3kVA Long | Battery Replace | Existing
37 | 2019-11-17 | Chouhatta Branch | 2 hours |  |  | 3kVA Long | Battery Replace | Existing
38 | 2019-12-12 | Chandgaon Branch | 2 hours |  |  | 3kVA Long | Battery Replace | Existing | 100900
39 | 2019-12-12 | Lohagara Branch | 2 hours |  |  | 3kVA Long | Battery Replace | Existing
40 | 2019-12-15 | EBL DAULATPUR ATM01822 | 2 hours | TESCOM | 3 KVAXL | 3kVA Long |  | Booth Banking | 133000
41 | 2019-12-19 | EBL RUPGANJ ATM01823 (City EPZ) | 2 hours | TESCOM | 3 KVAXL | 3kVA Long |  | New ATM
42 | 2019-12-24 | New Market Branch | 2 hours |  |  | 3kVA Long | Battery Replace | Existing | 100900
43 | 2019-12-24 | Uttara Lake Drive ATM | 2 hours |  |  | 3kVA Long | Battery Replace | Existing
44 | 2019-12-24 | Cant. Post Office ATM | 2 hours |  |  | 3kVA Long | Battery Replace | Existing

## Report_2020
3KVA Online UPS Report - 2020
SL# | WO_Date | Location | Backup Time | Brand | Model | Capacity | Type | Remarks | Costs (BDT)
1 | 2020-01-06 | EBL MIRPUR DOHS ATM01824 | 2 hours | TESCOM | 3 KVAXL | 3kVA Long | New ATM | New ATM | 130000
2 | 2020-01-29 | EBL KONABARI PAYROLL ATM01825, ATM01826 | 2 hours | TESCOM | 3 KVAXL | 3kVA Long | New ATM | New ATM | 133000
3 | 2020-02-04 | Chawk Mughultully | 2 hours | TESCOM | 3 KVAXL | 3kVA Long | Full Set | Maintenance | 130000
4 | 2020-02-04 | IT Support CTG | 15 minutes | TESCOM | 3KVA | 3kVA Standard | Support_New | Maintenance | 32000
5 | 2020-02-04 | IT Support CTG | 15 minutes | TESCOM | 3KVA | 3kVA Standard | Support_New | Maintenance | 32000
6 | 2020-03-10 | EBL MEHEDIMART BASHUNDHARA ATM01827 | 15 minutes | TESCOM | 3KVA | 3kVA Standard | New ATM | New ATM | 31000
7 | 2020-05-07 | IT Support Dhaka | 15 minutes | TESCOM | 3KVA | 3kVA Standard | Support_New | Maintenance | 31000
8 | 2020-05-07 | IT Support Dhaka | 15 minutes | TESCOM | 3KVA | 3kVA Standard | Support_New | Maintenance | 31000
9 | 2020-05-07 | IT Support Dhaka | 15 minutes | TESCOM | 3KVA | 3kVA Standard | Support_New | Maintenance | 31000
10 | 2020-06-08 | EBL SKYCARE SATMOSJID CRM00004 | 2 hours | TESCOM | 3 KVAXL | 3kVA Long | New ATM | New ATM | 130000
11 | 2020-06-09 | EBL Z-Tower (4th Floor), Gulshan-1 | 2 hours | TESCOM | 3 KVAXL | 3kVA Long | New Office | New Branch | 130000
12 | 2020-06-10 | Faridpur Branch | 2 hours | TESCOM | 3 KVAXL | 3kVA Long | Full Set | Maintenance | 133000
13 | 2020-06-10 | Bagura Branch | 2 hours | TESCOM | 3 KVAXL | 3kVA Long | Full Set | Maintenance | 133000
14 | 2020-06-17 | Alanker Moor EBL365 | 2 hours | - | - | 3kVA Long | Battery Replace | Maintenance | 91300
15 | 2020-07-20 | Bhulta ATM | 2 hours | - | - | 3kVA Long | Battery Replace | Maintenance | 91300
16 | 2020-07-20 | CEPZ Bay Shopping ATM | 2 hours | - | - | 3kVA Long | Battery Replace | Maintenance | 91300
17 | 2020-07-20 | Lohagara Branch | 2 hours | - | - | 3kVA Long | Battery Replace | Maintenance | 100900
18 | 2020-07-20 | Bishwanath Branch | 2 hours | - | - | 3kVA Long | Battery Replace | Maintenance | 91300
19 | 2020-08-13 | Safura Tower Skycare, Banani | 2 hours | TESCOM | 3 KVAXL | 3kVA Long | New ATM | New ATM | 129000
20 | 2020-09-01 | Agrabad Branch Server Room | 2 hours | TESCOM | 3 KVAXL | 3kVA Long | New Booth Banking | New Branch | 132000
21 | 2020-09-01 | Agrabad Branch ATM | 2 hours | - | - | 3kVA Long | Full Set | Maintenance | 90500
22 | 2020-09-01 | Choumuhoni Branch | 2 hours | - | - | 3kVA Long | Battery Replace | Maintenance | 90500
23 | 2020-09-01 | Jamal Khan Branch | 2 hours | - | - | 3kVA Long | Battery Replace | Maintenance | 90500
24 | 2020-09-01 | Nazirhat Branch | 2 hours | - | - | 3kVA Long | Battery Replace | Maintenance | 90500
25 | 2020-09-01 | Ashulia Branch | 2 hours | - | - | 3kVA Long | Battery Replace | Maintenance | 90500
26 | 2020-08-31 | KEPZ Sub Br. | 2 hours | TESCOM | 3 KVAXL | 3kVA Long | Battery Replace | Maintenance | 132000
27 | 2020-09-08 | Devotech Park 4th Floor, Gulshan | 15 minutes | TESCOM | 3KVA | 3kVA Standard | For Project Rupantor | New Branch | 31000
28 | 2020-09-23 | Alauddin Tower 4th Floor (Retail Risk) | 15 minutes | TESCOM | 3KVA | 3kVA Standard | New Office | New Branch | 31000
29 | 2020-09-23 | Chef's Table ATM | 15 minutes | TESCOM | 3KVA | 3kVA Standard | New Office | New ATM | 31000
30 | 2020-09-23 | Concord Arcedia ATM | 2 hours | TESCOM | 3 KVAXL | 3kVA Long | Full Set | Maintenance | 129000
31 | 2020-09-24 | Azimpur Branch | 2 hours |  |  | 3kVA Long | Battery Replace | Maintenance | 89500
32 | 2020-09-24 | Cant. Kochukhet ATM | 2 hours |  |  | 3kVA Long | Battery Replace | Maintenance | 89500
33 | 2020-09-24 | Mawna Branch | 2 hours |  |  | 3kVA Long | Battery Replace | Maintenance | 90500
34 | 2020-09-24 | Rupnagar ATM | 2 hours |  |  | 3kVA Long | Battery Replace | Maintenance | 89500
35 | 2020-10-12 | EBL DEPZ Branch | 2 hours |  |  | 3kVA Long | Battery Replace | Maintenance | 90500
36 | 2020-10-12 | Eastern Plus ATM | 2 hours |  |  | 3kVA Long | Battery Replace | Maintenance | 89500
37 | 2020-10-12 | EBL Dar-us-salam Branch | 2 hours |  |  | 3kVA Long | Battery Replace | Maintenance | 89500
38 | 2020-10-12 | Kawran Bazar ATM | 2 hours |  |  | 3kVA Long | Battery Replace | Maintenance | 89500
39 | 2020-10-12 | EBL Jashore Branch | 2 hours |  |  | 3kVA Long | Battery Replace | Maintenance | 90500
40
41
42
43
44
45 | [8 empty] | 3449100
New Branch and ATM |  | New Procured 3kVA Long Backup | 6 Nos |  |  | 784000 | 908000
|  | New Procured 3kVA Standard Backup | 4 Nos |  |  | 124000
Maintenance |  | Battery Replacement and Support | 20 Nos |  |  |  | 1732600
Grand Total | [6 empty] | 2640600

## BookValue_Aug-20
Branch | Code | Group Name | Item Name | Name | Date | Cost | Acc Dep | Status | Book Value
AGRABAD | EB.0001.ME.UP.22 | MACHINERIES AND EQUIPMENT | UPS | Riello UPS | 2006-04-09 | 4200 | 4199 | SALE_DISP | 1
AGRABAD | EB.0001.ME.UP.23 | MACHINERIES AND EQUIPMENT | UPS | Riello UPS | 2006-04-09 | 4200 | 4199 | SALE_DISP | 1
AGRABAD | EB.0001.ME.UP.24 | MACHINERIES AND EQUIPMENT | UPS | Riello UPS | 2006-05-07 | 4200 | 4199 | SALE_DISP | 1
ENGLISH ROAD | EB.0103.ME.UP.16 | MACHINERIES AND EQUIPMENT | UPS | UPS | 2007-02-25 | 4200 | 4199 | SALE_DISP | 1
ENGLISH ROAD | EB.0103.ME.UP.13 | MACHINERIES AND EQUIPMENT | UPS | Riello UPS | 2006-06-19 | 4200 | 4199 | SALE_DISP | 1
MOULVIBAZAR | EB.0085.ME.UP.10 | MACHINERIES AND EQUIPMENT | UPS | Riello UPS | 2006-06-19 | 4200 | 4199 | SALE_DISP | 1
MOULVIBAZAR | EB.0085.ME.UP.8 | MACHINERIES AND EQUIPMENT | UPS | Riello UPS | 2006-06-19 | 4200 | 4199 | SALE_DISP | 1
MOULVIBAZAR | EB.0085.ME.UP.9 | MACHINERIES AND EQUIPMENT | UPS | Riello UPS | 2006-06-19 | 4200 | 4199 | SALE_DISP | 1
NEW MARKET | EB.0004.ME.UP.7 | MACHINERIES AND EQUIPMENT | UPS | Riello UPS | 2006-04-09 | 4200 | 4199 | SALE_DISP | 1
O.R. NIZAM ROAD | EB.0005.ME.UP.11 | MACHINERIES AND EQUIPMENT | UPS | Riello UPS | 2006-04-09 | 4200 | 4199 | SALE_DISP | 1
O.R. NIZAM ROAD | EB.0005.ME.UP.12 | MACHINERIES AND EQUIPMENT | UPS | Riello UPS | 2006-06-19 | 4200 | 4199 | SALE_DISP | 1
SONARGAON ROAD | EB.0105.ME.UP.8 | MACHINERIES AND EQUIPMENT | UPS | UPS | 2006-10-09 | 4342 | 4341 | SALE_DISP | 1
AGRABAD | EB.0001.ME.UP.42 | MACHINERIES AND EQUIPMENT | UPS | Riello UPS | 2006-11-09 | 4675 | 4674 | SALE_DISP | 1
AGRABAD | EB.0001.ME.UP.46 | MACHINERIES AND EQUIPMENT | UPS | Riello UPS | 2007-04-24 | 4675 | 4674 | SALE_DISP | 1
AGRABAD | EB.0001.ME.UP.34 | MACHINERIES AND EQUIPMENT | UPS | Riello UPS | 2006-07-18 | 4675 | 4674 | SALE_DISP | 1
AGRABAD | EB.0001.ME.UP.37 | MACHINERIES AND EQUIPMENT | UPS | UPS | 2006-09-18 | 4675 | 4674 | SALE_DISP | 1
AGRABAD | EB.0001.ME.UP.40 | MACHINERIES AND EQUIPMENT | UPS | UPS | 2006-11-05 | 4675 | 4674 | SALE_DISP | 1
AGRABAD | EB.0001.ME.UP.49 | MACHINERIES AND EQUIPMENT | UPS | Riello UPS | 2007-04-24 | 4675 | 4674 | SALE_DISP | 1
AGRABAD | EB.0001.ME.UP.50 | MACHINERIES AND EQUIPMENT | UPS | UPS | 2007-05-13 | 4675 | 4674 | SALE_DISP | 1
AGRABAD | EB.0001.ME.UP.31 | MACHINERIES AND EQUIPMENT | UPS | Riello UPS | 2006-07-18 | 4675 | 4674 | SALE_DISP | 1
AGRABAD | EB.0001.ME.UP.43 | MACHINERIES AND EQUIPMENT | UPS | UPS | 2006-11-27 | 4675 | 4674 | SALE_DISP | 1
AGRABAD | EB.0001.ME.UP.47 | MACHINERIES AND EQUIPMENT | UPS | Riello UPS | 2007-04-24 | 4675 | 4674 | SALE_DISP | 1
AGRABAD | EB.0001.ME.UP.51 | MACHINERIES AND EQUIPMENT | UPS | UPS | 2007-05-23 | 4675 | 4674 | SALE_DISP | 1
AGRABAD | EB.0001.ME.UP.26 | MACHINERIES AND EQUIPMENT | UPS | Riello UPS | 2006-07-18 | 4675 | 4674 | SALE_DISP | 1
AGRABAD | EB.0001.ME.UP.28 | MACHINERIES AND EQUIPMENT | UPS | Riello UPS | 2006-07-18 | 4675 | 4674 | SALE_DISP | 1
AGRABAD | EB.0001.ME.UP.29 | MACHINERIES AND EQUIPMENT | UPS | Riello UPS | 2006-07-18 | 4675 | 4674 | SALE_DISP | 1
AGRABAD | EB.0001.ME.UP.36 | MACHINERIES AND EQUIPMENT | UPS | UPS | 2006-08-14 | 4675 | 4674 | SALE_DISP | 1
AGRABAD | EB.0001.ME.UP.38 | MACHINERIES AND EQUIPMENT | UPS | UPS | 2006-10-09 | 4675 | 4674 | SALE_DISP | 1
AGRABAD | EB.0001.ME.UP.44 | MACHINERIES AND EQUIPMENT | UPS | Riello UPS | 2007-04-24 | 4675 | 4674 | SALE_DISP | 1
AGRABAD | EB.0001.ME.UP.39 | MACHINERIES AND EQUIPMENT | UPS | UPS | 2006-10-09 | 4675 | 4674 | SALE_DISP | 1
AGRABAD | EB.0001.ME.UP.30 | MACHINERIES AND EQUIPMENT | UPS | Riello UPS | 2006-07-18 | 4675 | 4674 | SALE_DISP | 1
AGRABAD | EB.0001.ME.UP.48 | MACHINERIES AND EQUIPMENT | UPS | Riello UPS | 2007-04-24 | 4675 | 4674 | SALE_DISP | 1
AGRABAD | EB.0001.ME.UP.33 | MACHINERIES AND EQUIPMENT | UPS | Riello UPS | 2006-07-18 | 4675 | 4674 | SALE_DISP | 1
AGRABAD | EB.0001.ME.UP.45 | MACHINERIES AND EQUIPMENT | UPS | Riello UPS | 2007-04-24 | 4675 | 4674 | SALE_DISP | 1
AGRABAD | EB.0001.ME.UP.41 | MACHINERIES AND EQUIPMENT | UPS | Riello UPS | 2006-11-09 | 4675 | 4674 | SALE_DISP | 1
AGRABAD | EB.0001.ME.UP.27 | MACHINERIES AND EQUIPMENT | UPS | Riello UPS | 2006-07-18 | 4675 | 4674 | SALE_DISP | 1
AGRABAD | EB.0001.ME.UP.35 | MACHINERIES AND EQUIPMENT | UPS | Riello UPS | 2006-07-18 | 4675 | 4674 | SALE_DISP | 1
AGRABAD | EB.0001.ME.UP.52 | MACHINERIES AND EQUIPMENT | UPS | UPS | 2007-05-23 | 4675 | 4674 | SALE_DISP | 1
AGRABAD | EB.0001.ME.UP.32 | MACHINERIES AND EQUIPMENT | UPS | Riello UPS | 2006-07-18 | 4675 | 4674 | SALE_DISP | 1
DHANMONDI | EB.0106.ME.UP.20 | MACHINERIES AND EQUIPMENT | UPS | Riello UPS | 2007-04-24 | 4675 | 4674 | SALE_DISP | 1
ENGLISH ROAD | EB.0103.ME.UP.15 | MACHINERIES AND EQUIPMENT | UPS | UPS | 2006-08-14 | 4675 | 4674 | SALE_DISP | 1
ENGLISH ROAD | EB.0103.ME.UP.14 | MACHINERIES AND EQUIPMENT | UPS | UPS | 2006-08-14 | 4675 | 4674 | SALE_DISP | 1
ENGLISH ROAD | EB.0103.ME.UP.12 | MACHINERIES AND EQUIPMENT | UPS | RIELLO WP55 UPS | 2005-06-22 | 4675 | 4674 | SALE_DISP | 1
NARAYANGONJ | EB.0150.ME.UP.1 | MACHINERIES AND EQUIPMENT | UPS | Riello UPS | 2007-04-24 | 4675 | 4674 | SALE_DISP | 1
NARAYANGONJ | EB.0150.ME.UP.12 | MACHINERIES AND EQUIPMENT | UPS | UPS | 2007-08-27 | 4675 | 4674 | SALE_DISP | 1
NARAYANGONJ | EB.0150.ME.UP.13 | MACHINERIES AND EQUIPMENT | UPS | UPS | 2007-08-27 | 4675 | 4674 | SALE_DISP | 1
NARAYANGONJ | EB.0150.ME.UP.15 | MACHINERIES AND EQUIPMENT | UPS | UPS | 2007-08-27 | 4675 | 4674 | SALE_DISP | 1
NARAYANGONJ | EB.0150.ME.UP.9 | MACHINERIES AND EQUIPMENT | UPS | UPS | 2007-08-27 | 4675 | 4674 | SALE_DISP | 1
NARAYANGONJ | EB.0150.ME.UP.2 | MACHINERIES AND EQUIPMENT | UPS | UPS | 2007-05-23 | 4675 | 4674 | SALE_DISP | 1
NARAYANGONJ | EB.0150.ME.UP.16 | MACHINERIES AND EQUIPMENT | UPS | UPS | 2007-08-27 | 4675 | 4674 | SALE_DISP | 1
NARAYANGONJ | EB.0150.ME.UP.18 | MACHINERIES AND EQUIPMENT | UPS | UPS | 2007-08-27 | 4675 | 4674 | SALE_DISP | 1
NARAYANGONJ | EB.0150.ME.UP.7 | MACHINERIES AND EQUIPMENT | UPS | UPS | 2007-08-27 | 4675 | 4674 | SALE_DISP | 1
NARAYANGONJ | EB.0150.ME.UP.10 | MACHINERIES AND EQUIPMENT | UPS | UPS | 2007-08-27 | 4675 | 4674 | SALE_DISP | 1
NARAYANGONJ | EB.0150.ME.UP.19 | MACHINERIES AND EQUIPMENT | UPS | UPS | 2007-08-27 | 4675 | 4674 | SALE_DISP | 1
NARAYANGONJ | EB.0150.ME.UP.4 | MACHINERIES AND EQUIPMENT | UPS | UPS | 2007-08-27 | 4675 | 4674 | SALE_DISP | 1
NARAYANGONJ | EB.0150.ME.UP.6 | MACHINERIES AND EQUIPMENT | UPS | UPS | 2007-08-27 | 4675 | 4674 | SALE_DISP | 1
NARAYANGONJ | EB.0150.ME.UP.21 | MACHINERIES AND EQUIPMENT | UPS | UPS | 2007-08-27 | 4675 | 4674 | SALE_DISP | 1
NARAYANGONJ | EB.0150.ME.UP.14 | MACHINERIES AND EQUIPMENT | UPS | UPS | 2007-08-27 | 4675 | 4674 | SALE_DISP | 1
NARAYANGONJ | EB.0150.ME.UP.5 | MACHINERIES AND EQUIPMENT | UPS | UPS | 2007-08-27 | 4675 | 4674 | SALE_DISP | 1
NARAYANGONJ | EB.0150.ME.UP.17 | MACHINERIES AND EQUIPMENT | UPS | UPS | 2007-08-27 | 4675 | 4674 | SALE_DISP | 1
NARAYANGONJ | EB.0150.ME.UP.11 | MACHINERIES AND EQUIPMENT | UPS | UPS | 2007-08-27 | 4675 | 4674 | SALE_DISP | 1
NARAYANGONJ | EB.0150.ME.UP.20 | MACHINERIES AND EQUIPMENT | UPS | UPS | 2007-08-27 | 4675 | 4674 | SALE_DISP | 1
NARAYANGONJ | EB.0150.ME.UP.3 | MACHINERIES AND EQUIPMENT | UPS | UPS | 2007-08-27 | 4675 | 4674 | SALE_DISP | 1
NARAYANGONJ | EB.0150.ME.UP.8 | MACHINERIES AND EQUIPMENT | UPS | UPS | 2007-08-27 | 4675 | 4674 | SALE_DISP | 1
NARAYANGONJ | EB.0150.ME.UP.22 | MACHINERIES AND EQUIPMENT | UPS | UPS | 2007-08-27 | 4675 | 4674 | SALE_DISP | 1
NEW MARKET | EB.0004.ME.UP.8 | MACHINERIES AND EQUIPMENT | UPS | Riello UPS | 2006-07-18 | 4675 | 4674 | SALE_DISP | 1
NEW MARKET | EB.0004.ME.UP.6 | MACHINERIES AND EQUIPMENT | UPS | UPS (Riello) | 2006-03-12 | 4675 | 4674 | SALE_DISP | 1
O.R. NIZAM ROAD | EB.0005.ME.UP.13 | MACHINERIES AND EQUIPMENT | UPS | UPS | 2006-08-14 | 4675 | 4674 | SALE_DISP | 1
O.R. NIZAM ROAD | EB.0005.ME.UP.14 | MACHINERIES AND EQUIPMENT | UPS | UPS | 2006-10-09 | 4675 | 4674 | SALE_DISP | 1
O.R. NIZAM ROAD | EB.0005.ME.UP.15 | MACHINERIES AND EQUIPMENT | UPS | WP65 Riello UPS | 2006-10-19 | 4675 | 4674 | SALE_DISP | 1
PRINCIPAL | EB.0101.ME.UP.20 | MACHINERIES AND EQUIPMENT | UPS | UPS | 2005-05-12 | 4675 | 4674 | SALE_DISP | 1
PRINCIPAL | EB.0101.ME.UP.22 | MACHINERIES AND EQUIPMENT | UPS | UPS | 2007-05-13 | 4675 | 4674 | SALE_DISP | 1
PRINCIPAL | EB.0101.ME.UP.21 | MACHINERIES AND EQUIPMENT | UPS | UPS | 2007-02-19 | 4675 | 4674 | SALE_DISP | 1
SHYAMOLI | EB.0111.ME.UP.1 | MACHINERIES AND EQUIPMENT | UPS | Riello UPS | 2007-04-24 | 4675 | 4674 | SALE_DISP | 1
UPASHAHAR | EB.0091.ME.UP.7 | MACHINERIES AND EQUIPMENT | UPS | Riello UPS | 2006-07-18 | 4675 | 4674 | SALE_DISP | 1
UPASHAHAR | EB.0091.ME.UP.10 | MACHINERIES AND EQUIPMENT | UPS | UPS | 2006-08-14 | 4675 | 4674 | SALE_DISP | 1
UPASHAHAR | EB.0091.ME.UP.8 | MACHINERIES AND EQUIPMENT | UPS | Riello UPS | 2006-07-18 | 4675 | 4674 | SALE_DISP | 1
UPASHAHAR | EB.0091.ME.UP.9 | MACHINERIES AND EQUIPMENT | UPS | UPS | 2006-08-14 | 4675 | 4674 | SALE_DISP | 1
AGRABAD | EB.0001.ME.UP.58 | MACHINERIES AND EQUIPMENT | UPS | UPS | 2007-10-01 | 4950 | 4949 | SALE_DISP | 1
AGRABAD | EB.0001.ME.UP.53 | MACHINERIES AND EQUIPMENT | UPS | Riello UPS | 2007-06-17 | 4950 | 4949 | SALE_DISP | 1
AGRABAD | EB.0001.ME.UP.54 | MACHINERIES AND EQUIPMENT | UPS | Riello UPS | 2007-06-17 | 4950 | 4949 | SALE_DISP | 1
AGRABAD | EB.0001.ME.UP.59 | MACHINERIES AND EQUIPMENT | UPS | UPS | 2007-10-01 | 4950 | 4949 | SALE_DISP | 1
AGRABAD | EB.0001.ME.UP.67 | MACHINERIES AND EQUIPMENT | UPS | Riello UPS | 2008-06-15 | 4950 | 4949 | SALE_DISP | 1
AGRABAD | EB.0001.ME.UP.60 | MACHINERIES AND EQUIPMENT | UPS | Riello WP-65 | 2007-12-12 | 4950 | 4949 | SALE_DISP | 1
AGRABAD | EB.0001.ME.UP.55 | MACHINERIES AND EQUIPMENT | UPS | UPS | 2007-08-12 | 4950 | 4949 | SALE_DISP | 1
ENGLISH ROAD | EB.0103.ME.UP.17 | MACHINERIES AND EQUIPMENT | UPS | Riello UPS | 2007-06-17 | 4950 | 4949 | SALE_DISP | 1
ENGLISH ROAD | EB.0103.ME.UP.18 | MACHINERIES AND EQUIPMENT | UPS | Riello UPS | 2007-06-17 | 4950 | 4949 | SALE_DISP | 1
SHANTINAGAR | EB.0114.ME.UP.21 | MACHINERIES AND EQUIPMENT | UPS | Riello UPS | 2008-06-15 | 4950 | 4949 | SALE_DISP | 1
BANASREE | EB.0109.ME.UP.4 | MACHINERIES AND EQUIPMENT | UPS | Micronet 1000VA UPS | 2010-01-04 | 5450 | 5449 | BVN | 1
BANASREE | EB.0109.ME.UP.3 | MACHINERIES AND EQUIPMENT | UPS | Micronet 1000VA UPS | 2010-01-04 | 5450 | 5449 | BVN | 1
CHOUMUHUNY | EB.0011.ME.UP.4 | MACHINERIES AND EQUIPMENT | UPS | Micronet 1000VA UPS | 2010-01-04 | 5450 | 5449 | BVN | 1
CHOUMUHUNY | EB.0011.ME.UP.3 | MACHINERIES AND EQUIPMENT | UPS | Micronet 1000VA UPS | 2010-01-04 | 5450 | 5449 | BVN | 1
HEAD OFFICE | EB.0999.ME.UP.416 | MACHINERIES AND EQUIPMENT | UPS | 10000V UPS FOR IT HO | 2009-11-16 | 5450 | 5449 | BVN | 1
HEAD OFFICE | EB.0999.ME.UP.415 | MACHINERIES AND EQUIPMENT | UPS | 10000V UPS FOR IT HO | 2009-11-16 | 5450 | 5449 | BVN | 1
SAVAR | EB.0170.ME.UP.4 | MACHINERIES AND EQUIPMENT | UPS | Micronet 1000VA UPS | 2010-01-04 | 5450 | 5449 | BVN | 1
SAVAR | EB.0170.ME.UP.3 | MACHINERIES AND EQUIPMENT | UPS | Micronet 1000VA UPS | 2010-01-04 | 5450 | 5449 | BVN | 1
BHULTA | EB.0130.ME.UP.1 | MACHINERIES AND EQUIPMENT | UPS | Ideal 1KVA 20 mins back-up UPS for Bhulta br. by SMS System | 2015-12-29 | 5500 | 5225 | LIVE | 275
KHILGAON | EB.0129.ME.UP.1 | MACHINERIES AND EQUIPMENT | UPS | Ideal 1KVA 20 mins back-up UPS for Khilgaon br. by SMS System | 2015-12-29 | 5500 | 5225 | LIVE | 275
MAWNA | EB.0131.ME.UP.1 | MACHINERIES AND EQUIPMENT | UPS | Ideal 1KVA 20 mins back-up UPS for Mawna br. by SMS System | 2015-12-29 | 5500 | 5225 | LIVE | 275
AZIMPUR | EB.0121.ME.UP.1 | MACHINERIES AND EQUIPMENT | UPS | Micronet 1000 VA UPS with 20-30 Minutes backup for Azimpur Branch, Dhaka | 2011-10-30 | 5650 | 5649 | BVN | 1
CEPZ | EB.0014.ME.UP.1 | MACHINERIES AND EQUIPMENT | UPS | Micronet 1000 VA UPS with 20-30 Minutes backup for CEPZ Branch | 2011-10-30 | 5650 | 5649 | BVN | 1
DOHAR | EB.0158.ME.UP.1 | MACHINERIES AND EQUIPMENT | UPS | Micronet 1000 VA UPS with 20-30 Minutes backup for Dohar Branch | 2011-10-30 | 5650 | 5649 | BVN | 1
FARIDPUR | EB.0159.ME.UP.1 | MACHINERIES AND EQUIPMENT | UPS | Micronet 1000 VA UPS with 20-30 Minutes backup for Faridpur Branch | 2011-10-30 | 5650 | 5649 | BVN | 1
LOHAGARA | EB.0015.ME.UP.1 | MACHINERIES AND EQUIPMENT | UPS | Micronet 1000 VA UPS with 20-30 Minutes backup for Lohagora Branch | 2011-10-30 | 5650 | 5649 | BVN | 1
CHOUHATTA | EB.0092.ME.UP.18 | MACHINERIES AND EQUIPMENT | UPS | PC Power 1200VA UPS for IT Sylhet | 2013-06-23 | 5700 | 5699 | SALE_DISP | 1
CHOUMUHUNY | EB.0011.ME.UP.5 | MACHINERIES AND EQUIPMENT | UPS | PC Power 1200VA UPS for Choumuhony br | 2013-06-23 | 5700 | 5699 | BVN | 1
DOHAR | EB.0158.ME.UP.3 | MACHINERIES AND EQUIPMENT | UPS | PC Power 1200VA UPS for Dohar br. | 2013-06-23 | 5700 | 5699 | BVN | 1
HEAD OFFICE | EB.0999.ME.UP.476 | MACHINERIES AND EQUIPMENT | UPS | PC Power 1200VA UPS for Card Division Sabera Tower, Gulshan | 2013-06-23 | 5700 | 5699 | SALE_DISP | 1
HEAD OFFICE | EB.0999.ME.UP.478 | MACHINERIES AND EQUIPMENT | UPS | PC Power 1200VA UPS for IT HO | 2013-06-23 | 5700 | 5699 | SALE_DISP | 1
HEAD OFFICE | EB.0999.ME.UP.477 | MACHINERIES AND EQUIPMENT | UPS | PC Power 1200VA UPS for Card Division Sabera Tower, Gulshan | 2013-06-23 | 5700 | 5699 | SALE_DISP | 1
MYMENSHING SME-AGRI | EB.0175.ME.UP.3 | MACHINERIES AND EQUIPMENT | UPS | PC Power 1200VA UPS for ATM Mymensingh SME br. | 2013-06-23 | 5700 | 5699 | BVN | 1
MYMENSHING SME-AGRI | EB.0175.ME.UP.4 | MACHINERIES AND EQUIPMENT | UPS | PC Power 1200VA UPS for Mymensingh SME br. | 2013-06-23 | 5700 | 5699 | BVN | 1
NARAYANGONJ | EB.0150.ME.UP.28 | MACHINERIES AND EQUIPMENT | UPS | PC Power 1200VA UPS for Narayangonj br.` | 2013-06-23 | 5700 | 5699 | BVN | 1
PANCHLAISH | EB.0008.ME.UP.17 | MACHINERIES AND EQUIPMENT | UPS | PC Power 1200VA UPS for Panchlaish br. | 2013-06-23 | 5700 | 5699 | BVN | 1
HEAD OFFICE | EB.0999.ME.UP.466 | MACHINERIES AND EQUIPMENT | UPS | Power Tree 1000VA UPS for CAD at Rupayan Taj | 2013-02-07 | 5900 | 5899 | BVN | 1
HEAD OFFICE | EB.0999.ME.UP.467 | MACHINERIES AND EQUIPMENT | UPS | Power Tree 1000VA UPS for CAD at Rupayan Taj | 2013-02-07 | 5900 | 5899 | BVN | 1
HEAD OFFICE | EB.0999.ME.UP.464 | MACHINERIES AND EQUIPMENT | UPS | Power Tree 1000VA UPS for CAD at Rupayan Taj | 2013-02-07 | 5900 | 5899 | BVN | 1
HEAD OFFICE | EB.0999.ME.UP.473 | MACHINERIES AND EQUIPMENT | UPS | Power Tree 1000VA UPS for IT HO | 2013-02-07 | 5900 | 5899 | BVN | 1
HEAD OFFICE | EB.0999.ME.UP.470 | MACHINERIES AND EQUIPMENT | UPS | Power Tree 1000VA UPS for Gulshan Meena Bazar, ATM | 2013-02-07 | 5900 | 5899 | BVN | 1
HEAD OFFICE | EB.0999.ME.UP.472 | MACHINERIES AND EQUIPMENT | UPS | Power Tree 1000VA UPS for IT HO | 2013-02-07 | 5900 | 5899 | BVN | 1
HEAD OFFICE | EB.0999.ME.UP.469 | MACHINERIES AND EQUIPMENT | UPS | Power Tree 1000VA UPS for CAD at Rupayan Taj | 2013-02-07 | 5900 | 5899 | BVN | 1
HEAD OFFICE | EB.0999.ME.UP.468 | MACHINERIES AND EQUIPMENT | UPS | Power Tree 1000VA UPS for CAD at Rupayan Taj | 2013-02-07 | 5900 | 5899 | BVN | 1
HEAD OFFICE | EB.0999.ME.UP.465 | MACHINERIES AND EQUIPMENT | UPS | Power Tree 1000VA UPS for CAD at Rupayan Taj | 2013-02-07 | 5900 | 5899 | BVN | 1
HEAD OFFICE | EB.0999.ME.UP.471 | MACHINERIES AND EQUIPMENT | UPS | Power Tree 1000VA UPS for Ocean Paradise Hotel, ATM | 2013-02-07 | 5900 | 5899 | BVN | 1
PRINCIPAL | EB.0101.ME.UP.19 | MACHINERIES AND EQUIPMENT | UPS | UPS | 2003-09-17 | 6100 | 6099 | SALE_DISP | 1
DOHAZARI | EB.0023.ME.UP.2 | MACHINERIES AND EQUIPMENT | UPS | EB.0023. ME. UP. 11-Mar-14 PC Power 1000VA UPS for Dohazari br. 6,200.00 212 0.3333 | 2014-03-11 | 6200 | 6199 | BVN | 1
HEAD OFFICE | EB.0999.ME.UP.484 | MACHINERIES AND EQUIPMENT | UPS | PC Power 1000VA UPS for Shahjalal Airport (EBL Skylounge Server) | 2014-03-11 | 6200 | 6199 | SALE_DISP | 1
HEAD OFFICE | EB.0999.ME.UP.483 | MACHINERIES AND EQUIPMENT | UPS | PC Power 1000VA UPS for IT Department HO | 2014-03-11 | 6200 | 6199 | SALE_DISP | 1
HEAD OFFICE | EB.0999.ME.UP.485 | MACHINERIES AND EQUIPMENT | UPS | PC Power 1000VA UPS for IT Department for IT Consultant & Company Secretary 6th floor HO | 2014-03-11 | 6200 | 6199 | SALE_DISP | 1
JAMAL KHAN | EB.0024.ME.UP.2 | MACHINERIES AND EQUIPMENT | UPS | PC Power 1000VA UPS for Jamal Khan br. | 2014-03-11 | 6200 | 6199 | SALE_DISP | 1
JASHIM UDDIN ROAD | EB.0112.ME.UP.2 | MACHINERIES AND EQUIPMENT | UPS | PC Power 1000VA UPS for Jashim Uddin Road Sector-3 br. | 2014-03-11 | 6200 | 6199 | BVN | 1
PANCHOBOTI | EB.0126.ME.UP.1 | MACHINERIES AND EQUIPMENT | UPS | PC Power 1000VA UPS for Panchabati br. | 2014-03-11 | 6200 | 6199 | SALE_DISP | 1
BHAIRAB SME - AGRI | EB.0145.ME.UP.1 | MACHINERIES AND EQUIPMENT | UPS | Ideal 1200VA UPS for Bhairab SME / Agri Branch | 2011-03-06 | 6400 | 6399 | SALE_DISP | 1
FENI SME - AGRI | EB.0012.ME.UP.1 | MACHINERIES AND EQUIPMENT | UPS | Ideal 1200VA UPS for Feni SME / Agri Branch | 2011-03-06 | 6400 | 6399 | SALE_DISP | 1
HALISHAHAR | EB.0013.ME.UP.1 | MACHINERIES AND EQUIPMENT | UPS | Ideal 1200VA UPS for Halisahar Branch | 2011-03-06 | 6400 | 6399 | SALE_DISP | 1
HEAD OFFICE | EB.0999.ME.UP.417 | MACHINERIES AND EQUIPMENT | UPS | Ideal 1200VA UPS for Share Division, 1st Floor,Head Office | 2011-03-06 | 6400 | 6399 | SALE_DISP | 1
KERANIGANJ SME - AGRI | EB.0156.ME.UP.1 | MACHINERIES AND EQUIPMENT | UPS | Ideal 1200VA UPS for Keranigonj SME / Agri Branch | 2011-03-06 | 6400 | 6399 | SALE_DISP | 1
MIRPUR DAR-US-SALAM RD | EB.0118.ME.UP.1 | MACHINERIES AND EQUIPMENT | UPS | Ideal 1200VA UPS for Mirpur Darus Salam Road Branch | 2011-03-06 | 6400 | 6399 | SALE_DISP | 1
MYMENSHING SME-AGRI | EB.0175.ME.UP.1 | MACHINERIES AND EQUIPMENT | UPS | Ideal 1200VA UPS for Mymensingh SME / Agri Branch | 2011-03-06 | 6400 | 6399 | SALE_DISP | 1
NARAYANGANJ SME - AGRI | EB.0151.ME.UP.1 | MACHINERIES AND EQUIPMENT | UPS | Ideal 1200VA UPS for Narayangonj SME / Agri Branch | 2011-03-06 | 6400 | 6399 | SALE_DISP | 1
NAWABGANJ | EB.0157.ME.UP.1 | MACHINERIES AND EQUIPMENT | UPS | Ideal 1200VA UPS for Nawabgonj Branch | 2011-03-06 | 6400 | 6399 | SALE_DISP | 1
TANGAIL | EB.0165.ME.UP.1 | MACHINERIES AND EQUIPMENT | UPS | Ideal 1200VA UPS for Tangail Branch | 2011-03-06 | 6400 | 6399 | SALE_DISP | 1
UTTARA GARIB-E-NEWAZ | EB.0119.ME.UP.1 | MACHINERIES AND EQUIPMENT | UPS | Ideal 1200VA UPS for Uttara Garib E Newaz Branch | 2011-03-06 | 6400 | 6399 | SALE_DISP | 1
AGRABAD | EB.0001.ME.UP.82 | MACHINERIES AND EQUIPMENT | UPS | UPS | 2008-11-25 | 6500 | 6499 | BVN | 1
AGRABAD | EB.0001.ME.UP.85 | MACHINERIES AND EQUIPMENT | UPS | UPS | 2009-04-08 | 6500 | 6499 | SALE_DISP | 1
AGRABAD | EB.0001.ME.UP.84 | MACHINERIES AND EQUIPMENT | UPS | UPS Ideal 1200 VA A312A | 2009-02-01 | 6500 | 6499 | BVN | 1
BOARD BAZAR | EB.0160.ME.UP.3 | MACHINERIES AND EQUIPMENT | UPS | UPS Ideal 1200 VA A312A | 2009-02-01 | 6500 | 6499 | BVN | 1
BOARD BAZAR | EB.0160.ME.UP.4 | MACHINERIES AND EQUIPMENT | UPS | UPS Ideal 1200 VA A312A | 2009-02-01 | 6500 | 6499 | BVN | 1
COMILLA SME-AGRI | EB.0017.ME.UP.2 | MACHINERIES AND EQUIPMENT | UPS | IDEAL 1200 VA UPS for Comilla Branch | 2012-04-02 | 6500 | 6499 | BVN | 1
COXS BAZAR | EB.0009.ME.UP.3 | MACHINERIES AND EQUIPMENT | UPS | UPS Ideal 1200 VA A312A | 2009-02-01 | 6500 | 6499 | BVN | 1
COXS BAZAR | EB.0009.ME.UP.4 | MACHINERIES AND EQUIPMENT | UPS | UPS Ideal 1200 VA A312A | 2009-02-01 | 6500 | 6499 | BVN | 1
ENGLISH ROAD | EB.0103.ME.UP.24 | MACHINERIES AND EQUIPMENT | UPS | UPS | 2009-03-09 | 6500 | 6499 | BVN | 1
HEAD OFFICE | EB.0999.ME.UP.455 | MACHINERIES AND EQUIPMENT | UPS | IDEAL 1200 VA UPS for IT, HO | 2012-04-02 | 6500 | 6499 | BVN | 1
HEAD OFFICE | EB.0999.ME.UP.457 | MACHINERIES AND EQUIPMENT | UPS | IDEAL 1200 VA UPS for Network Room Support, TSD, 1st Floor, HO | 2012-04-02 | 6500 | 6499 | BVN | 1
HEAD OFFICE | EB.0999.ME.UP.406 | MACHINERIES AND EQUIPMENT | UPS | IDEAL 1200VA UPS | 2009-06-01 | 6500 | 6499 | BVN | 1
HEAD OFFICE | EB.0999.ME.UP.408 | MACHINERIES AND EQUIPMENT | UPS | IDEAL 1200VA UPS | 2009-06-01 | 6500 | 6499 | BVN | 1
HEAD OFFICE | EB.0999.ME.UP.403 | MACHINERIES AND EQUIPMENT | UPS | IDEAL 1200VA UPS | 2009-06-01 | 6500 | 6499 | BVN | 1
HEAD OFFICE | EB.0999.ME.UP.452 | MACHINERIES AND EQUIPMENT | UPS | IDEAL 1200 VA UPS for Collection, Surma Tower | 2012-04-02 | 6500 | 6499 | BVN | 1
HEAD OFFICE | EB.0999.ME.UP.409 | MACHINERIES AND EQUIPMENT | UPS | IDEAL 1200VA UPS | 2009-06-01 | 6500 | 6499 | BVN | 1
HEAD OFFICE | EB.0999.ME.UP.404 | MACHINERIES AND EQUIPMENT | UPS | IDEAL 1200VA UPS | 2009-06-01 | 6500 | 6499 | BVN | 1
HEAD OFFICE | EB.0999.ME.UP.405 | MACHINERIES AND EQUIPMENT | UPS | IDEAL 1200VA UPS | 2009-06-01 | 6500 | 6499 | BVN | 1
HEAD OFFICE | EB.0999.ME.UP.454 | MACHINERIES AND EQUIPMENT | UPS | IDEAL 1200 VA UPS for IT, HO | 2012-04-02 | 6500 | 6499 | BVN | 1
HEAD OFFICE | EB.0999.ME.UP.407 | MACHINERIES AND EQUIPMENT | UPS | IDEAL 1200VA UPS | 2009-06-01 | 6500 | 6499 | BVN | 1
HEAD OFFICE | EB.0999.ME.UP.456 | MACHINERIES AND EQUIPMENT | UPS | IDEAL 1200 VA UPS for Network Room Support, TSD, 1st Floor, HO | 2012-04-02 | 6500 | 6499 | BVN | 1
HEAD OFFICE | EB.0999.ME.UP.410 | MACHINERIES AND EQUIPMENT | UPS | IDEAL 1200VA UPS | 2009-06-01 | 6500 | 6499 | BVN | 1
HEAD OFFICE | EB.0999.ME.UP.453 | MACHINERIES AND EQUIPMENT | UPS | IDEAL 1200 VA UPS for Olympic Bhaban | 2012-04-02 | 6500 | 6499 | BVN | 1
JUBILEE ROAD | EB.0003.ME.UP.22 | MACHINERIES AND EQUIPMENT | UPS | UPS | 2008-11-25 | 6500 | 6499 | SALE_DISP | 1
MADHABDI SME-AGRI | EB.0180.ME.UP.2 | MACHINERIES AND EQUIPMENT | UPS | IDEAL 1200 VA UPS for Madhabdi Branch | 2012-04-02 | 6500 | 6499 | BVN | 1
MIRPUR | EB.0107.ME.UP.20 | MACHINERIES AND EQUIPMENT | UPS | UPS | 2008-11-25 | 6500 | 6499 | BVN | 1
NARAYANGONJ | EB.0150.ME.UP.26 | MACHINERIES AND EQUIPMENT | UPS | UPS | 2008-11-25 | 6500 | 6499 | BVN | 1
O.R. NIZAM ROAD | EB.0005.ME.UP.18 | MACHINERIES AND EQUIPMENT | UPS | UPS | 2008-11-25 | 6500 | 6499 | BVN | 1
RANGPUR | EB.0401.ME.UP.2 | MACHINERIES AND EQUIPMENT | UPS | IDEAL 1200 VA UPS for Rangpur Branch | 2012-04-02 | 6500 | 6499 | BVN | 1
RANGPUR | EB.0401.ME.UP.3 | MACHINERIES AND EQUIPMENT | UPS | IDEAL 1200 VA UPS for Rangpur Branch | 2012-04-02 | 6500 | 6499 | BVN | 1
SHANTINAGAR | EB.0114.ME.UP.26 | MACHINERIES AND EQUIPMENT | UPS | UPS | 2008-11-25 | 6500 | 6499 | BVN | 1
CHAWK MUGHULTULY | EB.0110.ME.UP.25 | MACHINERIES AND EQUIPMENT | UPS | 1250 VA Online UPS for Chawk Mughultuly Branch | 2011-07-06 | 7000 | 6999 | SALE_DISP | 1
JESSORE | EB.0195.ME.UP.11 | MACHINERIES AND EQUIPMENT | UPS | 1250 VA Off Line UPS for Jessore Branch | 2011-08-10 | 7000 | 6999 | SALE_DISP | 1
MOGHBAZAR | EB.0117.ME.UP.3 | MACHINERIES AND EQUIPMENT | UPS | 1000 VA UPS for Mogbazar Branch | 2010-10-24 | 7000 | 6999 | BVN | 1
NEW MARKET | EB.0004.ME.UP.16 | MACHINERIES AND EQUIPMENT | UPS | 1250 VA Online UPS for Station Road Branch | 2011-07-06 | 7000 | 6999 | BVN | 1
SHYAMOLI | EB.0111.ME.UP.7 | MACHINERIES AND EQUIPMENT | UPS | 1250 VA Online UPS for Shymoli Branch | 2011-07-06 | 7000 | 6999 | SALE_DISP | 1
UTTARA | EB.0113.ME.UP.16 | MACHINERIES AND EQUIPMENT | UPS | 1250 VA Off Line UPS for Uttara Branch | 2011-08-10 | 7000 | 6999 | SALE_DISP | 1
BOGRA | EB.0331.ME.UP.11 | MACHINERIES AND EQUIPMENT | UPS | Socomec Sicon UPS | 2008-11-09 | 8000 | 7999 | SALE_DISP | 1
BOGRA | EB.0331.ME.UP.13 | MACHINERIES AND EQUIPMENT | UPS | Socomec Sicon UPS | 2008-11-09 | 8000 | 7999 | SALE_DISP | 1
BOGRA | EB.0331.ME.UP.12 | MACHINERIES AND EQUIPMENT | UPS | Socomec Sicon UPS | 2008-11-09 | 8000 | 7999 | SALE_DISP | 1
MOTIJHEEL | EB.0102.ME.UP.22 | MACHINERIES AND EQUIPMENT | UPS | Socomec Sicon UPS | 2008-11-09 | 8000 | 7999 | SALE_DISP | 1
SAVAR | EB.0170.ME.UP.5 | MACHINERIES AND EQUIPMENT | UPS | UPS for Savar Branch | 2012-03-07 | 8000 | 7999 | SALE_DISP | 1
BASHUNDHARA | EB.0115.ME.UP.10 | MACHINERIES AND EQUIPMENT | UPS | UPS for CCTV DVR | 2009-09-14 | 10000 | 9999 | BVN | 1
PRINCIPAL | EB.0101.ME.UP.18 | MACHINERIES AND EQUIPMENT | UPS | UPS | 2003-05-04 | 11400 | 11399 | SALE_DISP | 1
PRINCIPAL | EB.0101.ME.UP.15 | MACHINERIES AND EQUIPMENT | UPS | UPS | 2003-04-08 | 11400 | 11399 | SALE_DISP | 1
AGRABAD | EB.0001.ME.UP.98 | MACHINERIES AND EQUIPMENT | UPS | UL-1200VA (Model: Apollo) UPS for CCTV system at Agrabad Operations Archive by Securex | 2016-02-03 | 12535 | 11490.4167 | LIVE | 1044.5833
NEW MARKET | EB.0004.ME.UP.19 | MACHINERIES AND EQUIPMENT | UPS | UL-1200VA (Model: Apollo) UPS for New Market br. By Securex | 2016-02-02 | 12535 | 7834.375 | LIVE | 4700.625
O.R. NIZAM ROAD | EB.0005.ME.UP.10 | MACHINERIES AND EQUIPMENT | UPS | UPS | 1999-02-03 | 14833.33 | 14832.33 | SALE_DISP | 1
HEAD OFFICE | EB.0999.ME.UP.474 | MACHINERIES AND EQUIPMENT | UPS | D-Huminidity Fire for CAD at Rupayan Taj | 2013-02-07 | 15500 | 15499 | BVN | 1
PRINCIPAL | EB.0101.ME.UP.16 | MACHINERIES AND EQUIPMENT | UPS | UPS | 2003-04-08 | 17100 | 17099 | SALE_DISP | 1
CEPZ | EB.0014.ME.UP.5 | MACHINERIES AND EQUIPMENT | UPS | 2KVA offline UPS for digital CCTV system for CEPZ br. by ICEL | 2014-08-06 | 19000 | 18999 | BVN | 1
HALISHAHAR | EB.0013.ME.UP.4 | MACHINERIES AND EQUIPMENT | UPS | 2KVA UPS for CCTV system Halishahar br. | 2014-06-05 | 19000 | 18999 | BVN | 1
PANCHLAISH | EB.0008.ME.UP.18 | MACHINERIES AND EQUIPMENT | UPS | 2KVA UPS for CCTV system Panchlaish br. | 2014-06-05 | 19000 | 18999 | BVN | 1
RANGPUR | EB.0401.ME.UP.5 | MACHINERIES AND EQUIPMENT | UPS | 2KVA UPS for CCTV system Rangpur br. | 2014-06-05 | 19000 | 18999 | BVN | 1
RAOZAN | EB.0006.ME.UP.12 | MACHINERIES AND EQUIPMENT | UPS | 2KVA UPS for CCTV system Raozan br. | 2014-06-05 | 19000 | 18999 | BVN | 1
O.R. NIZAM ROAD | EB.0005.ME.UP.5 | MACHINERIES AND EQUIPMENT | UPS | UPS | 2003-05-13 | 19666.66 | 19665.66 | SALE_DISP | 1
O.R. NIZAM ROAD | EB.0005.ME.UP.7 | MACHINERIES AND EQUIPMENT | UPS | UPS | 2003-05-13 | 19666.67 | 19665.67 | SALE_DISP | 1
O.R. NIZAM ROAD | EB.0005.ME.UP.8 | MACHINERIES AND EQUIPMENT | UPS | UPS | 2003-05-13 | 19666.67 | 19665.67 | SALE_DISP | 1
O.R. NIZAM ROAD | EB.0005.ME.UP.6 | MACHINERIES AND EQUIPMENT | UPS | UPS | 2003-05-13 | 19666.67 | 19665.67 | SALE_DISP | 1
O.R. NIZAM ROAD | EB.0005.ME.UP.4 | MACHINERIES AND EQUIPMENT | UPS | UPS | 2003-05-13 | 19666.67 | 19665.67 | SALE_DISP | 1
NARAYANGONJ | EB.0150.ME.UP.27 | MACHINERIES AND EQUIPMENT | UPS | ups | 2009-04-09 | 25000 | 24999 | SALE_DISP | 1
PRINCIPAL | EB.0101.ME.UP.17 | MACHINERIES AND EQUIPMENT | UPS | UPS | 2003-04-08 | 28500 | 28499 | SALE_DISP | 1
HEAD OFFICE | EB.0999.ME.UP.132 | MACHINERIES AND EQUIPMENT | UPS | UL-3KVA (Model: Kehua, KR-3000L) 20 mins back-up online UPS for Ministry of Foreign Affairs EBL 365 by ESL | 2019-02-14 | 29000 | 9183.3333 | LIVE | 19816.6667
HEAD OFFICE | EB.0999.ME.UP.134 | MACHINERIES AND EQUIPMENT | UPS | UL-3KVA (Model: Kehua, KR-3000L) 20 mins back-up online UPS for Army Golf Club EBL 365 by ESL | 2019-04-11 | 29000 | 8216.6667 | LIVE | 20783.3333
HEAD OFFICE | EB.0999.ME.UP.416 | MACHINERIES AND EQUIPMENT | UPS | UL-3KVA (Model: Kehua, KR-3000L) 20 mins back-up online UPS for 100 Gulshan Avenue Meeting Room (Level-5) by ESL | 2018-06-12 | 29000 | 13050 | LIVE | 15950
HEAD OFFICE | EB.0999.ME.UP.413 | MACHINERIES AND EQUIPMENT | UPS | UL-3KVA (Model: Kehua, KR-3000L) 20 mins back-up online UPS for 100 Gulshan Avenue Meeting Room (Level-14) by ESL | 2018-06-12 | 29000 | 13050 | LIVE | 15950
HEAD OFFICE | EB.0999.ME.UP.414 | MACHINERIES AND EQUIPMENT | UPS | UL-3KVA (Model: Kehua, KR-3000L) 20 mins back-up online UPS for 100 Gulshan Avenue Meeting Room (Level-14) by ESL | 2018-06-12 | 29000 | 13050 | LIVE | 15950
HEAD OFFICE | EB.0999.ME.UP.133 | MACHINERIES AND EQUIPMENT | UPS | UL-3KVA (Model: Kehua, KR-3000L) 20 mins back-up online UPS for Ministry of Foreign Affairs EBL 365 by ESL | 2019-02-14 | 29000 | 9183.3333 | LIVE | 19816.6667
HEAD OFFICE | EB.0999.ME.UP.415 | MACHINERIES AND EQUIPMENT | UPS | UL-3KVA (Model: Kehua, KR-3000L) 20 mins back-up online UPS for 100 Gulshan Avenue Meeting Room (Level-10) by ESL | 2018-06-12 | 29000 | 13050 | LIVE | 15950
AGRABAD | EB.0001.ME.UP.106 | MACHINERIES AND EQUIPMENT | UPS | UL-3KVA (Model: Kehua, KR-3000L) 20 mins back-up online UPS for IT, Agrabad by ESL | 2017-07-19 | 29200 | 18493.3333 | LIVE | 10706.6667
AGRABAD | EB.0001.ME.UP.105 | MACHINERIES AND EQUIPMENT | UPS | UL-3KVA (Model: Kehua, KR-3000L) 20 mins back-up online UPS for IT, Agrabad by ESL | 2017-07-19 | 29200 | 18493.3333 | LIVE | 10706.6667
CHOUHATTA | EB.0092.ME.UP.24 | MACHINERIES AND EQUIPMENT | UPS | UL-3KVA (Model: Kehua, KR-3000L) 20 mins back-up online UPS for IT, Sylhet by ESL | 2017-07-19 | 29200 | 18493.3333 | LIVE | 10706.6667
HEAD OFFICE | EB.0999.ME.UP.411 | MACHINERIES AND EQUIPMENT | UPS | UL-3KVA (Model: Kehua, KR-3000L) 20 mins back-up online UPS for Cards, Sabera Tower by ESL | 2017-11-05 | 29200 | 16546.6667 | LIVE | 12653.3333
O.R. NIZAM ROAD | EB.0005.ME.UP.2 | MACHINERIES AND EQUIPMENT | UPS | UPS & Scanner | 2003-02-10 | 29939 | 29938 | SALE_DISP | 1
HEAD OFFICE | EBL.999.ME.UP.000497 | MACHINERIES AND EQUIPMENT | UPS | TESCOM 3 KVA ONLINE (20 MINUTES BACK-UP) UPS FOR EBL LOUNGE, JAMUNA HYPERMARKET BY ELITE POWER TECHN | 2019-10-30 | 31000 | 5683.3333 | LIVE | 25316.6667
HEAD OFFICE | EBL.999.ME.UP.000509 | MACHINERIES AND EQUIPMENT | UPS | 3 KVA short backup UPS for IT Support, HO by Elite Power Technology | 2020-07-16 | 31000 | 1033.3333 | LIVE | 29966.6667
HEAD OFFICE | EBL.999.ME.UP.000508 | MACHINERIES AND EQUIPMENT | UPS | 3 KVA short backup UPS for IT Support, HO by Elite Power Technology | 2020-07-16 | 31000 | 1033.3333 | LIVE | 29966.6667
HEAD OFFICE | EBL.999.ME.UP.000507 | MACHINERIES AND EQUIPMENT | UPS | 3 KVA short backup UPS for IT Support, HO by Elite Power Technology | 2020-07-16 | 31000 | 1033.3333 | LIVE | 29966.6667
HEAD OFFICE | EBL.999.ME.UP.000498 | MACHINERIES AND EQUIPMENT | UPS | TESCOM 3 KVA ONLINE (20 MINUTES BACK-UP) UPS FOR EBL LOUNGE, JAMUNA HYPERMARKET BY ELITE POWER TECHNOLOGY | 2019-10-30 | 31000 | 5683.3333 | LIVE | 25316.6667
HEAD OFFICE | EB.0999.ME.UP.137 | MACHINERIES AND EQUIPMENT | UPS | Tescom 3 KVA online (20 minutes back-up) UPS for IT Support, HO by Elite Power Technology | 2019-07-29 | 31000 | 7233.3333 | LIVE | 23766.6667
HEAD OFFICE | EB.0999.ME.UP.138 | MACHINERIES AND EQUIPMENT | UPS | Tescom 3 KVA online (20 minutes back-up) UPS for IT Support, HO by Elite Power Technology | 2019-07-29 | 31000 | 7233.3333 | LIVE | 23766.6667
AGRABAD | EBL.001.ME.UP.000108 | MACHINERIES AND EQUIPMENT | UPS | TESCOM 3 KVA UPS FOR IT, AGRABAD BY ELITE POWER TECHNOLOGY | 2020-03-16 | 32000 | 3200 | LIVE | 28800
AGRABAD | EBL.001.ME.UP.000109 | MACHINERIES AND EQUIPMENT | UPS | TESCOM 3 KVA UPS FOR IT, AGRABAD BY ELITE POWER TECHNOLOGY | 2020-03-16 | 32000 | 3200 | LIVE | 28800
HEAD OFFICE | EBL.999.ME.UP.000500 | MACHINERIES AND EQUIPMENT | UPS | TESCOM 3 KVA ONLINE (20 MINUTES BACK-UP) UPS FOR EBL 365, PARAGON POULTRY BY ELITE POWER TECHNOLOGY | 2019-11-06 | 32000 | 5333.3333 | LIVE | 26666.6667
UPASHAHAR | EBL.091.ME.UP.000015 | MACHINERIES AND EQUIPMENT | UPS | TESCOM 3 KVA ONLINE (20 MINUTES BACK-UP) UPS FOR UPASAHAR BR. BY ELITE POWER TECHNOLOGY | 2019-10-30 | 32000 | 5866.6667 | LIVE | 26133.3333
AGRABAD | EB.0001.ME.UP.91 | MACHINERIES AND EQUIPMENT | UPS | UL 3 KVA Short back-up online UPS for Chittagong Region | 2012-01-11 | 32200 | 32199 | BVN | 1
AGRABAD | EB.0001.ME.UP.90 | MACHINERIES AND EQUIPMENT | UPS | UL - 3KVA Standard backup online UPS for ATM support of Chittagong Area | 2011-08-24 | 32200 | 32199 | BVN | 1
CHOUHATTA | EB.0092.ME.UP.16 | MACHINERIES AND EQUIPMENT | UPS | UL 3 KVA Short back-up online UPS for Sylhet Region | 2012-01-11 | 32200 | 32199 | BVN | 1
HEAD OFFICE | EB.0999.ME.UP.443 | MACHINERIES AND EQUIPMENT | UPS | UL 3 KVA Short back-up online UPS for Dhaka Region | 2012-01-11 | 32200 | 32199 | BVN | 1
HEAD OFFICE | EB.0999.ME.UP.442 | MACHINERIES AND EQUIPMENT | UPS | UL 3 KVA Short back-up online UPS for Dhaka Region | 2012-01-11 | 32200 | 32199 | BVN | 1
HEAD OFFICE | EB.0999.ME.UP.437 | MACHINERIES AND EQUIPMENT | UPS | UL - 3KVA Standard backup online UPS for ATM support of Dhaka Area | 2011-08-24 | 32200 | 32199 | BVN | 1
HEAD OFFICE | EB.0999.ME.UP.436 | MACHINERIES AND EQUIPMENT | UPS | UL - 3KVA Standard backup online UPS for ATM support of Dhaka Area | 2011-08-24 | 32200 | 32199 | BVN | 1
HEAD OFFICE | EB.0999.ME.UP.444 | MACHINERIES AND EQUIPMENT | UPS | UL 3 KVA Short back-up online UPS for Bashundhara City ATM | 2012-01-11 | 32200 | 32199 | BVN | 1
HEAD OFFICE | EB.0999.ME.UP.424 | MACHINERIES AND EQUIPMENT | UPS | Unicol 1 KVA Online UPS (1000 VA) for CARDs, Gulshan | 2011-05-29 | 33000 | 32999 | BVN | 1
HEAD OFFICE | EB.0999.ME.UP.426 | MACHINERIES AND EQUIPMENT | UPS | Unicol 1 KVA Online UPS (1000 VA) for CARDs, Gulshan | 2011-05-29 | 33000 | 32999 | BVN | 1
HEAD OFFICE | EB.0999.ME.UP.427 | MACHINERIES AND EQUIPMENT | UPS | Unicol 1 KVA Online UPS (1000 VA) for National Sales, Dhaka | 2011-05-29 | 33000 | 32999 | BVN | 1
HEAD OFFICE | EB.0999.ME.UP.429 | MACHINERIES AND EQUIPMENT | UPS | Unicol 1 KVA Online UPS (1000 VA) for National Sales, Dhaka | 2011-05-29 | 33000 | 32999 | BVN | 1
HEAD OFFICE | EB.0999.ME.UP.430 | MACHINERIES AND EQUIPMENT | UPS | Unicol 1 KVA Online UPS (1000 VA) for National Sales, Dhaka | 2011-05-29 | 33000 | 32999 | BVN | 1
HEAD OFFICE | EB.0999.ME.UP.421 | MACHINERIES AND EQUIPMENT | UPS | Unicol 1 KVA Online UPS (1000 VA) for National Sales, Dhaka | 2011-05-29 | 33000 | 32999 | BVN | 1
HEAD OFFICE | EB.0999.ME.UP.432 | MACHINERIES AND EQUIPMENT | UPS | Unicol 1 KVA Online UPS (1000 VA) for Board Room, Uday Tower | 2011-05-29 | 33000 | 32999 | BVN | 1
HEAD OFFICE | EB.0999.ME.UP.431 | MACHINERIES AND EQUIPMENT | UPS | Unicol 1 KVA Online UPS (1000 VA) for National Sales, Dhaka | 2011-05-29 | 33000 | 32999 | BVN | 1
HEAD OFFICE | EB.0999.ME.UP.425 | MACHINERIES AND EQUIPMENT | UPS | Unicol 1 KVA Online UPS (1000 VA) for CARDs, Gulshan | 2011-05-29 | 33000 | 32999 | BVN | 1
HEAD OFFICE | EB.0999.ME.UP.423 | MACHINERIES AND EQUIPMENT | UPS | Unicol 1 KVA Online UPS (1000 VA) for CARDs, Gulshan | 2011-05-29 | 33000 | 32999 | BVN | 1
HEAD OFFICE | EB.0999.ME.UP.422 | MACHINERIES AND EQUIPMENT | UPS | Unicol 1 KVA Online UPS (1000 VA) for CARDs, Gulshan | 2011-05-29 | 33000 | 32999 | BVN | 1
HEAD OFFICE | EB.0999.ME.UP.428 | MACHINERIES AND EQUIPMENT | UPS | Unicol 1 KVA Online UPS (1000 VA) for Board Room, Uday Tower | 2011-05-29 | 33000 | 32999 | BVN | 1
HEAD OFFICE | EB.0999.ME.UP.407 | MACHINERIES AND EQUIPMENT | UPS | UL-3KVA (Model: Apollo, 2300HS) 20 mins back-up online UPS for LAN arrangement, ZN Tower by Orient Computers | 2016-12-27 | 34100 | 25575 | LIVE | 8525
HEAD OFFICE | EB.0999.ME.UP.406 | MACHINERIES AND EQUIPMENT | UPS | UL-3KVA (Model: Apollo, 23HS-L) 20 mins back-up online UPS for Uttara Sec-3 EBL 365 by Orient Computers | 2016-10-13 | 34100 | 26711.6667 | LIVE | 7388.3333
AGRABAD | EB.0001.ME.UP.99 | MACHINERIES AND EQUIPMENT | UPS | UL-3KVA (Model: Apollo, 23HS-L) 20 mins back-up online UPS for GP House, Pahartoli Ctg EBL 365 by Orient Computers | 2016-03-03 | 34200 | 30780 | LIVE | 3420
BOARD BAZAR | EB.0160.ME.UP.6 | MACHINERIES AND EQUIPMENT | UPS | UL-3KVA (Model: Apollo, 23HS-L) 20 mins back-up online UPS for Board Bazar br. by Orient Computers | 2016-03-03 | 34200 | 30780 | LIVE | 3420
BOGRA | EB.0331.ME.UP.15 | MACHINERIES AND EQUIPMENT | UPS | UL-3KVA (Model: Apollo, 23HS-L) 20 mins back-up online UPS for GP House, Betgari Bogra EBL 365 by Orient Computers | 2016-03-03 | 34200 | 30780 | LIVE | 3420
CHOUHATTA | EB.0092.ME.UP.22 | MACHINERIES AND EQUIPMENT | UPS | UL-3KVA (Model: Apollo, 23HS-L) 20 mins back-up online UPS for GP House, Mira Bazar Sylhet EBL 365 by Orient Computers | 2016-03-03 | 34200 | 30780 | LIVE | 3420
COMILLA SME-AGRI | EB.0017.ME.UP.3 | MACHINERIES AND EQUIPMENT | UPS | UL-3KVA (Model: Apollo, 23HS-L) 20 mins back-up online UPS for GP House, Laksham Comilla EBL 365 by Orient Computers | 2016-03-03 | 34200 | 30780 | LIVE | 3420
HEAD OFFICE | EB.0999.ME.UP.398 | MACHINERIES AND EQUIPMENT | UPS | UL-3KVA (Model: Apollo, 23HS-L) 20 mins back-up online UPS for IT Support, HO by Orient Computers | 2016-03-03 | 34200 | 30780 | LIVE | 3420
HEAD OFFICE | EB.0999.ME.UP.401 | MACHINERIES AND EQUIPMENT | UPS | UL-3KVA (Model: Apollo, 23HS-L) 20 mins back-up online UPS for GP House, Nitol Niloy Tower EBL 365 by Orient Computers | 2016-03-03 | 34200 | 30780 | LIVE | 3420
HEAD OFFICE | EB.0999.ME.UP.400 | MACHINERIES AND EQUIPMENT | UPS | UL-3KVA (Model: Apollo, 23HS-L) 20 mins back-up online UPS for GP House, Bashundhara EBL 365 by Orient Computers | 2016-03-03 | 34200 | 30780 | LIVE | 3420
HEAD OFFICE | EB.0999.ME.UP.397 | MACHINERIES AND EQUIPMENT | UPS | UL-3KVA (Model: Apollo, 23HS-L) 20 mins back-up online UPS for IT Support, HO by Orient Computers | 2016-03-03 | 34200 | 30780 | LIVE | 3420
KHULNA | EB.0200.ME.UP.25 | MACHINERIES AND EQUIPMENT | UPS | UL-3KVA (Model: Apollo, 23HS-L) 20 mins back-up online UPS for Khulna br. by Orient Computers | 2016-03-03 | 34200 | 30780 | LIVE | 3420
MYMENSHING SME-AGRI | EB.0175.ME.UP.6 | MACHINERIES AND EQUIPMENT | UPS | UL-3KVA (Model: Apollo, 23HS-L) 20 mins back-up online UPS for GP House, Mymensingh regional office EBL 365 by Orient Computers | 2016-03-03 | 34200 | 30780 | LIVE | 3420
HEAD OFFICE | EB.0999.ME.UP.480 | MACHINERIES AND EQUIPMENT | UPS | UL-3KVA UPS for Cards, Sabera Tower HO by Unicol Bangladesh | 2013-12-09 | 40000 | 39999 | BVN | 1
HEAD OFFICE | EB.0999.ME.UP.481 | MACHINERIES AND EQUIPMENT | UPS | UL-3KVA UPS for Cards, Sabera Tower HO by Unicol Bangladesh | 2013-12-09 | 40000 | 39999 | BVN | 1
PROGOTI SARANI | EB.0122.ME.UP.1 | MACHINERIES AND EQUIPMENT | UPS | Micronet 1000 VA UPS with 20-30 Minutes backup for Pragati Sharwani Branch, Dhaka | 2011-10-30 | 40750 | 40749 | BVN | 1
AZIMPUR | EB.0121.ME.UP.2 | MACHINERIES AND EQUIPMENT | UPS | UL 3 KVA 4 hours back-up online UPS for Azimpur Branch | 2012-01-11 | 41084 | 41083 | BVN | 1
MOULVIBAZAR | EB.0085.ME.UP.2 | MACHINERIES AND EQUIPMENT | UPS | UPS | 2003-01-22 | 42400 | 42399 | SALE_DISP | 1
MOULVIBAZAR | EB.0085.ME.UP.7 | MACHINERIES AND EQUIPMENT | UPS | UPS | 2004-09-27 | 47500 | 47499 | SALE_DISP | 1
HEAD OFFICE | EB.0999.ME.UP.482 | MACHINERIES AND EQUIPMENT | UPS | UL-1KVA 2 hours back-up online UPS for CARDs Division, Sabera Tower, Gulshan -2, Dhaka | 2014-02-16 | 54000 | 53999 | BVN | 1
HEAD OFFICE | EB.0999.ME.UP.487 | MACHINERIES AND EQUIPMENT | UPS | UL-1KVA 2 hours back-up online UPS for Uday Tower Gulshan Corporate by Unicol Bangladesh | 2014-11-24 | 54000 | 53999 | BVN | 1
HEAD OFFICE | EB.0999.ME.UP.475 | MACHINERIES AND EQUIPMENT | UPS | UL-1KVA 4 hours back-up online UPS for CAD at Rupayan Taj ATM by Unicol Bangladesh | 2013-04-09 | 55000 | 54999 | BVN | 1
CHOUHATTA | EB.0092.ME.UP.25 | MACHINERIES AND EQUIPMENT | UPS | Tescom (Model: UL-1KVA) 2 hrs back-up online UPS for SD, Chouhatta by Elite Power Technology | 2018-12-23 | 57000 | 19950 | LIVE | 37050
AGRABAD | EB.0001.ME.UP.94 | MACHINERIES AND EQUIPMENT | UPS | UL-1KVA 2 hours back-up online UPS for Ops Agrabad Suraiya Mansion by Unicol Bangladesh | 2014-03-24 | 61000 | 60999 | BVN | 1
SONARGAON ROAD | EB.0105.ME.UP.17 | MACHINERIES AND EQUIPMENT | UPS | UL-1KVA 4 hours back-up online UPS for Tejgaon ATM by Unicol Bangladesh | 2013-06-04 | 68000 | 67999 | BVN | 1
SAVAR | EB.0170.ME.UP.6 | MACHINERIES AND EQUIPMENT | UPS | UL-1KVA 4 hours back-up online UPS for Savar ATM by Unicol Bangladesh | 2013-04-09 | 68500 | 68499 | BVN | 1
SHANTINAGAR | EB.0114.ME.UP.30 | MACHINERIES AND EQUIPMENT | UPS | UL-1KVA 4 hours back-up online UPS for Baily Road ATM by Unicol Bangladesh | 2013-04-09 | 68500 | 68499 | BVN | 1
SONARGAON ROAD | EB.0105.ME.UP.16 | MACHINERIES AND EQUIPMENT | UPS | UL-1KVA 4 hours back-up online UPS for Sonargaon Road ATM by Unicol Bangladesh | 2013-04-09 | 68500 | 68499 | BVN | 1
UTTARA | EB.0113.ME.UP.19 | MACHINERIES AND EQUIPMENT | UPS | UL-1KVA 4 hours back-up online UPS for Lake city, Khilkhet ATM by Unicol Bangladesh | 2013-04-09 | 68500 | 68499 | BVN | 1
HEAD OFFICE | EB.0999.ME.UP.488 | MACHINERIES AND EQUIPMENT | UPS | L-Tech 6KVA online UPS for Embosser (Plastic Card Printer) for CARDs Division, Sabera Tower, Gulshan -2, Dhaka | 2015-02-01 | 70000 | 69999 | BVN | 1
AGRABAD | EB.0001.ME.UP.56 | MACHINERIES AND EQUIPMENT | UPS | IPS | 2007-08-27 | 71836 | 71835 | SALE_DISP | 1
CEPZ | EB.0014.ME.UP.4 | MACHINERIES AND EQUIPMENT | UPS | UL-1KVA 4 hours back-up online UPS for CEPZ ATM by Unicol Bangladesh | 2013-06-04 | 76500 | 76499 | BVN | 1
JUBILEE ROAD | EB.0003.ME.UP.24 | MACHINERIES AND EQUIPMENT | UPS | UL-1KVA 4 hours back-up online UPS for Jamal Khan ATM by Unicol Bangladesh | 2013-04-09 | 76500 | 76499 | BVN | 1
JUBILEE ROAD | EB.0003.ME.UP.25 | MACHINERIES AND EQUIPMENT | UPS | UL-1KVA 4 hours back-up online UPS for Ispahani ATM, Lalkhan Bazar, CTG by Unicol Bangladesh | 2013-06-04 | 76500 | 76499 | BVN | 1
AGRABAD | EB.0001.ME.UP.25 | MACHINERIES AND EQUIPMENT | UPS | UPS-Socomec Sicon 3KVA (ATM) | 2006-05-08 | 88000 | 87999 | SALE_DISP | 1
UPASHAHAR | EB.0091.ME.UP.6 | MACHINERIES AND EQUIPMENT | UPS | UPS-Socomec Sicon 3KVA (ATM) | 2006-05-08 | 88000 | 87999 | SALE_DISP | 1
DHANMONDI | EB.0106.ME.UP.26 | MACHINERIES AND EQUIPMENT | UPS | Riello UPS 3.3 KVA | 2008-07-10 | 90000 | 89999 | SALE_DISP | 1
KHULNA | EB.0200.ME.UP.24 | MACHINERIES AND EQUIPMENT | UPS | Riello UPS 3.3 KVA | 2008-07-10 | 90000 | 89999 | SALE_DISP | 1
MIRPUR | EB.0107.ME.UP.16 | MACHINERIES AND EQUIPMENT | UPS | Riello UPS 3.3 KVA | 2008-07-10 | 90000 | 89999 | BVN | 1
COXS BAZAR | EB.0009.ME.UP.6 | MACHINERIES AND EQUIPMENT | UPS | Socomec Sicon NETYS RT 3 KVA On-line UPS for Hotel seagull Lobby ATM, Cox's Bazar br. | 2013-04-02 | 95000 | 94999 | BVN | 1
MOGHBAZAR | EB.0117.ME.UP.2 | MACHINERIES AND EQUIPMENT | UPS | UPS | 2009-03-02 | 95000 | 94999 | BVN | 1
NARAYANGONJ | EB.0150.ME.UP.23 | MACHINERIES AND EQUIPMENT | UPS | Socomec Sicon MODULYS On line UPS | 2008-01-21 | 95000 | 94999 | SALE_DISP | 1
NEW MARKET | EB.0004.ME.UP.9 | MACHINERIES AND EQUIPMENT | UPS | UPS | 2006-08-29 | 95000 | 94999 | SALE_DISP | 1
RAJSHAHI | EB.0301.ME.UP.3 | MACHINERIES AND EQUIPMENT | UPS | On line UPS | 2008-06-12 | 95000 | 94999 | SALE_DISP | 1
UPASHAHAR | EB.0091.ME.UP.12 | MACHINERIES AND EQUIPMENT | UPS | Socomec Sicon UPS | 2008-09-03 | 98000 | 97999 | BVN | 1
BANASREE | EB.0109.ME.UP.6 | MACHINERIES AND EQUIPMENT | UPS | UL-3KVA (Model: Apollo, 2300HS-L) 2hrs back-up online UPS for Banasree br. by Orient Computers | 2016-06-27 | 98300 | 83555 | LIVE | 14745
GULSHAN | EB.0104.ME.UP.44 | MACHINERIES AND EQUIPMENT | UPS | UL-3KVA (Model: Apollo, 2300HS-L) 2hrs back-up online UPS for Gulshan br. by Orient Computers | 2016-08-11 | 98300 | 80278.3333 | LIVE | 18021.6667
GULSHAN AVENUE | EB.0133.ME.UP.1 | MACHINERIES AND EQUIPMENT | UPS | UL-3KVA (Model: Apollo, 2300HS-L) 2hrs back-up online UPS for Gulshan Avenue br. by Orient Computers | 2017-05-08 | 98300 | 65533.3333 | LIVE | 32766.6667
GULSHAN NORTH | EB.0127.ME.UP.2 | MACHINERIES AND EQUIPMENT | UPS | UL-3KVA (Model: Apollo, 2300HS-L) 2hrs back-up online UPS for Gulshan North EBL 365 by Orient Computers | 2017-05-08 | 98300 | 65533.3333 | LIVE | 32766.6667
HEAD OFFICE | EB.0999.ME.UP.402 | MACHINERIES AND EQUIPMENT | UPS | UL-3KVA (Model: Apollo, 2300HS-L) 2hrs back-up online UPS for Shaymoli EBL 365 by Orient Computers | 2016-08-11 | 98300 | 80278.3333 | LIVE | 18021.6667
HEAD OFFICE | EB.0999.ME.UP.404 | MACHINERIES AND EQUIPMENT | UPS | UL-3KVA (Model: Apollo, 2300HS-L) 2hrs back-up online UPS for Bashundhara Block-C EBL 365 by Orient Computers | 2016-08-11 | 98300 | 80278.3333 | LIVE | 18021.6667
HEAD OFFICE | EB.0999.ME.UP.410 | MACHINERIES AND EQUIPMENT | UPS | UL-3KVA (Model: Apollo, 2300HS-L) 2hrs back-up online UPS for Ashulia Daffodil University EBL 365 by Orient Computers | 2017-05-08 | 98300 | 65533.3333 | LIVE | 32766.6667
HEAD OFFICE | EB.0999.ME.UP.408 | MACHINERIES AND EQUIPMENT | UPS | UL-3KVA (Model: Apollo, 2300HS-L) 2hrs back-up online UPS for Mohammadpur Tajmahal Road EBL 365 by Orient Computers | 2017-04-03 | 98300 | 67171.6666 | LIVE | 31128.3334
HEAD OFFICE | EB.0999.ME.UP.409 | MACHINERIES AND EQUIPMENT | UPS | UL-3KVA (Model: Apollo, 2300HS-L) 2hrs back-up online UPS for Dhaka Cantonment ECB EBL 365 by Orient Computers | 2017-04-03 | 98300 | 67171.6666 | LIVE | 31128.3334
HEAD OFFICE | EB.0999.ME.UP.405 | MACHINERIES AND EQUIPMENT | UPS | UL-3KVA (Model: Apollo, 2300HS-L) 2hrs back-up online UPS for Mohalhali EBL 365 by Orient Computers | 2016-08-11 | 98300 | 80278.3333 | LIVE | 18021.6667
HEAD OFFICE | EB.0999.ME.UP.403 | MACHINERIES AND EQUIPMENT | UPS | UL-3KVA (Model: Apollo, 2300HS-L) 2hrs back-up online UPS for Shahjadpur EBL 365 by Orient Computers | 2016-08-11 | 98300 | 80278.3333 | LIVE | 18021.6667
BHULTA | EB.0130.ME.UP.2 | MACHINERIES AND EQUIPMENT | UPS | UL-3KVA (Model: Apollo, 2300HS-L) 2hrs back-up online UPS for EBL 365 Bhulta by Orient Computers | 2016-03-24 | 98500 | 88650 | LIVE | 9850
BHULTA | EB.0130.ME.UP.3 | MACHINERIES AND EQUIPMENT | UPS | UL-3KVA (Model: Apollo, 2300HS-L) 2hrs back-up online UPS for Bhulta br. by Orient Computers | 2016-03-24 | 98500 | 88650 | LIVE | 9850
HEAD OFFICE | EB.0999.ME.UP.396 | MACHINERIES AND EQUIPMENT | UPS | UL-3KVA (Model: Apollo, 23HS-L) 2 hours back-up online UPS for Mohakhali Amtoli EBL 365 by Orient Computers | 2016-03-03 | 98500 | 88650 | LIVE | 9850
HEAD OFFICE | EB.0999.ME.UP.399 | MACHINERIES AND EQUIPMENT | UPS | UL-3KVA (Model: Apollo, 23HS-L) 2 hours back-up online UPS for Gulshan Laila Tower EBL 365 by Orient Computers | 2016-03-03 | 98500 | 88650 | LIVE | 9850
HEAD OFFICE | EB.0999.ME.UP.395 | MACHINERIES AND EQUIPMENT | UPS | UL-3KVA (Model: Apollo, 23HS-L) 2 hours back-up online UPS for Dhanmondi Road-4/A EBL 365 by Orient Computers | 2016-03-03 | 98500 | 88650 | LIVE | 9850
JESSORE | EB.0195.ME.UP.13 | MACHINERIES AND EQUIPMENT | UPS | UL-3KVA (Model: Apollo, 23HS-L) 2 hours back-up online UPS for Jessore br. by Orient Computers | 2016-03-03 | 98500 | 88650 | LIVE | 9850
KHILGAON | EB.0129.ME.UP.2 | MACHINERIES AND EQUIPMENT | UPS | UL-3KVA (Model: Apollo, 2300HS-L) 2hrs back-up online UPS for Khilgaon br. by Orient Computers | 2016-03-24 | 98500 | 88650 | LIVE | 9850
LOHAGARA | EB.0015.ME.UP.3 | MACHINERIES AND EQUIPMENT | UPS | UL-3KVA (Model: Apollo, 23HS-L) 2 hours back-up online UPS for Lohagora br. by Orient Computers | 2016-03-03 | 98500 | 88650 | LIVE | 9850
MAWNA | EB.0131.ME.UP.2 | MACHINERIES AND EQUIPMENT | UPS | UL-3KVA (Model: Apollo, 2300HS-L) 2hrs back-up online UPS for Mawna br. by Orient Computers | 2016-03-24 | 98500 | 88650 | LIVE | 9850
MYMENSHING SME-AGRI | EB.0175.ME.UP.5 | MACHINERIES AND EQUIPMENT | UPS | UL-3KVA (Model: Apollo, 23HS-L) 2 hours back-up online UPS for Mymensingh br. by Orient Computers | 2016-03-03 | 98500 | 88650 | LIVE | 9850
AGRABAD | EB.0001.ME.UP.97 | MACHINERIES AND EQUIPMENT | UPS | UL-3KVA (Model: Apollo, 23HS-L) 4 hours back-up online UPS for Alonkar More, Ctg EBL 365 by Orient Computers | 2015-11-23 | 99000 | 95700 | LIVE | 3300
CEPZ | EB.0014.ME.UP.6 | MACHINERIES AND EQUIPMENT | UPS | UL-3KVA (Model: Apollo, 23HS-L) 4 hours back-up online UPS for CEPZ br. by Orient Computers | 2016-01-25 | 99000 | 92400 | LIVE | 6600
CHOUHATTA | EB.0092.ME.UP.21 | MACHINERIES AND EQUIPMENT | UPS | UL-3KVA (Model: Apollo, 23HS-L) 4 hours back-up online UPS for Chouhatta br. by Orient Computers | 2016-01-25 | 99000 | 92400 | LIVE | 6600
HEAD OFFICE | EB.0999.ME.UP.496 | MACHINERIES AND EQUIPMENT | UPS | UL-3KVA (Model: Apollo, 23HS-L) 4 hours back-up online UPS for New Gulshan Avenue EBL 365 by Orient Computers | 2015-11-23 | 99000 | 95700 | LIVE | 3300
HEAD OFFICE | EB.0999.ME.UP.491 | MACHINERIES AND EQUIPMENT | UPS | 3KVA Apollo UPS (Model: 2300HS-L) for EBL 365 Nazim Uddin Rd by Orient Power | 2015-05-12 | 99000 | 98999 | BVN | 1
NEW MARKET | EB.0004.ME.UP.18 | MACHINERIES AND EQUIPMENT | UPS | UL-3KVA (Model: Apollo, 23HS-L) 4 hours back-up online UPS for New Market Road br. by Orient Computers | 2016-01-25 | 99000 | 92400 | LIVE | 6600
TANGAIL | EB.0165.ME.UP.4 | MACHINERIES AND EQUIPMENT | UPS | UL-3KVA (Model: Apollo, 23HS-L) 4 hours back-up online UPS for Tangail br. by Orient Computers | 2016-01-25 | 99000 | 92400 | LIVE | 6600
GULSHAN | EB.0104.ME.UP.39 | MACHINERIES AND EQUIPMENT | UPS | Socomec Sicon 3 KVA UPS | 2008-09-09 | 99443 | 99442 | BVN | 1
AGRABAD | EB.0001.ME.UP.101 | MACHINERIES AND EQUIPMENT | UPS | UL-3KVA (Model: Apollo, 2300HS-L) 2hrs back-up online UPS for Finlay Square EBL 365, CTG by Orient Computers | 2017-04-03 | 100300 | 68538.3333 | LIVE | 31761.6667
AGRABAD | EB.0001.ME.UP.104 | MACHINERIES AND EQUIPMENT | UPS | UL-3KVA (Model: Apollo, 2300HS-L) 2hrs back-up online UPS for Chandgaon off-site EBL 365, CTG by Orient Computers | 2017-04-03 | 100300 | 68538.3333 | LIVE | 31761.6667
AGRABAD | EB.0001.ME.UP.103 | MACHINERIES AND EQUIPMENT | UPS | UL-3KVA (Model: Apollo, 2300HS-L) 2hrs back-up online UPS for Airport Road EBL 365, CTG by Orient Computers | 2017-04-03 | 100300 | 68538.3333 | LIVE | 31761.6667
AGRABAD | EB.0001.ME.UP.100 | MACHINERIES AND EQUIPMENT | UPS | UL-3KVA (Model: Apollo, 2300HS-L) 2hrs back-up online UPS for Baizid Bostami EBL 365, Agrabad by Orient Computers | 2016-08-11 | 100300 | 81911.6667 | LIVE | 18388.3333
AGRABAD | EB.0001.ME.UP.102 | MACHINERIES AND EQUIPMENT | UPS | UL-3KVA (Model: Apollo, 2300HS-L) 2hrs back-up online UPS for KEPZ EBL 365, CTG by Orient Computers | 2017-04-03 | 100300 | 68538.3333 | LIVE | 31761.6667
ASHULIA | EB.0132.ME.UP.1 | MACHINERIES AND EQUIPMENT | UPS | UL-3KVA (Model: Apollo, 2300HS-L) 2hrs back-up online UPS for Ashulia br. by Orient Computers | 2017-04-03 | 100300 | 68538.3333 | LIVE | 31761.6667
CHOUHATTA | EB.0092.ME.UP.23 | MACHINERIES AND EQUIPMENT | UPS | UL-3KVA (Model: Apollo, 2300HS-L) 2hrs back-up online UPS for Subid Bazar EBL 365, Sylhet by Orient Computers | 2016-08-11 | 100300 | 81911.6667 | LIVE | 18388.3333
COXS BAZAR | EB.0009.ME.UP.7 | MACHINERIES AND EQUIPMENT | UPS | UL-3KVA (Model: Apollo, 2300HS-L) 2hrs back-up online UPS for Cox's Bazar br. EBL 365 by Orient Computers | 2016-06-27 | 100300 | 85255 | LIVE | 15045
HALISHAHAR | EB.0013.ME.UP.5 | MACHINERIES AND EQUIPMENT | UPS | Apollo (Model: UL-3KVA) 2 hrs back-up online UPS for Halisahar br. by Orient Computers | 2017-12-13 | 100300 | 55165 | LIVE | 45135
HATHAZARI | EB.0016.ME.UP.3 | MACHINERIES AND EQUIPMENT | UPS | UL-3KVA (Model: Apollo, 2300HS-L) 2hrs back-up online UPS for Hathazari br. by Orient Computers | 2016-06-27 | 100300 | 85255 | LIVE | 15045
KHATUNGONJ | EB.0002.ME.UP.11 | MACHINERIES AND EQUIPMENT | UPS | UL-3KVA (Model: Apollo, 2300HS-L) 2hrs back-up online UPS for Khatunganj br. by Orient Computers | 2016-06-27 | 100300 | 85255 | LIVE | 15045
MURADPUR | EB.0026.ME.UP.1 | MACHINERIES AND EQUIPMENT | UPS | UL-3KVA (Model: Apollo, 2300HS-L) 2hrs back-up online UPS for Muradpur br. by Orient Computers | 2016-06-12 | 100300 | 85255 | LIVE | 15045
PANCHLAISH | EB.0008.ME.UP.19 | MACHINERIES AND EQUIPMENT | UPS | UL-3KVA (Model: Apollo, 2300HS-L) 2hrs back-up online UPS for Panchlaish br. by Orient Computers | 2017-05-08 | 100300 | 66866.6667 | LIVE | 33433.3333
RAJSHAHI | EB.0301.ME.UP.10 | MACHINERIES AND EQUIPMENT | UPS | UL-3KVA (Model: Apollo, 2300HS-L) 2hrs back-up online UPS for Rajshahi br. EBL 365 by Orient Computers | 2016-08-11 | 100300 | 81911.6667 | LIVE | 18388.3333
HEAD OFFICE | EB.0999.ME.UP.440 | MACHINERIES AND EQUIPMENT | UPS | UL - 3KVA 4 hours backup online UPS for ATM, Firmgate, Dhaka | 2011-10-27 | 110000 | 109999 | BVN | 1
KERANIGANJ | EB.0155.ME.UP.5 | MACHINERIES AND EQUIPMENT | UPS | UL - 3KVA 4 hours backup online UPS for ATM, Keranigonj, Dhaka | 2011-10-27 | 110000 | 109999 | BVN | 1
MOTIJHEEL | EB.0102.ME.UP.23 | MACHINERIES AND EQUIPMENT | UPS | UL - 3KVA 4 hours backup online UPS for ATM, Motijheel, Dhaka | 2011-10-27 | 110000 | 109999 | BVN | 1
HEAD OFFICE | EB.0999.ME.UP.445 | MACHINERIES AND EQUIPMENT | UPS | UL 3 KVA 4 hours back-up online UPS for Shahjadpur ATM | 2012-01-11 | 110200 | 110199 | BVN | 1
HEAD OFFICE | EB.0999.ME.UP.446 | MACHINERIES AND EQUIPMENT | UPS | UL 3 KVA 4 hours back-up online UPS for Purana Paltan Box Culvert ATM | 2012-01-11 | 110200 | 110199 | BVN | 1
HEAD OFFICE | EB.0999.ME.UP.451 | MACHINERIES AND EQUIPMENT | UPS | UL 3 KVA 4 hours back-up online UPS for Gulshan, Offsite ATM | 2012-02-22 | 110200 | 110199 | BVN | 1
HEAD OFFICE | EB.0999.ME.UP.450 | MACHINERIES AND EQUIPMENT | UPS | UL 3 KVA 4 hours back-up online UPS for Uttara, Sec-6, Offsite ATM | 2012-02-22 | 110200 | 110199 | BVN | 1
HEAD OFFICE | EB.0999.ME.UP.447 | MACHINERIES AND EQUIPMENT | UPS | UL 3 KVA 4 hours back-up online UPS for Khilgaon ATM | 2012-01-11 | 110200 | 110199 | BVN | 1
HEAD OFFICE | EB.0999.ME.UP.449 | MACHINERIES AND EQUIPMENT | UPS | UL 3 KVA 4 hours back-up online UPS for Monipuripara KIOSK | 2012-02-22 | 110200 | 110199 | BVN | 1
PROGOTI SARANI | EB.0122.ME.UP.2 | MACHINERIES AND EQUIPMENT | UPS | UL 3 KVA 4 hours back-up online UPS for Pragati Swarani Branch | 2012-01-11 | 110200 | 110199 | BVN | 1
HEAD OFFICE | EB.0999.ME.UP.458 | MACHINERIES AND EQUIPMENT | UPS | UL 3 KVA 4 hours back-up online UPS for Surma Tower- Collection | 2012-05-02 | 115000 | 114999 | BVN | 1
HEAD OFFICE | EB.0999.ME.UP.459 | MACHINERIES AND EQUIPMENT | UPS | UL 3 KVA 4 hours back-up online UPS for BOA- Collection | 2012-05-02 | 115000 | 114999 | BVN | 1
HEAD OFFICE | EB.0999.ME.UP.460 | MACHINERIES AND EQUIPMENT | UPS | UL 3 KVA 4 hours back-up online UPS for Bashabo ATM | 2012-05-02 | 115000 | 114999 | BVN | 1
SHYAMOLI | EB.0111.ME.UP.8 | MACHINERIES AND EQUIPMENT | UPS | UL 3 KVA 4 hours back-up online UPS for Shamoly branch | 2012-05-02 | 115000 | 114999 | BVN | 1
COMILLA SME-AGRI | EB.0017.ME.UP.1 | MACHINERIES AND EQUIPMENT | UPS | UL 3 KVA 4 hours back-up online UPS for Comilla Branch | 2012-01-11 | 115200 | 115199 | BVN | 1
FENI SME - AGRI | EB.0012.ME.UP.2 | MACHINERIES AND EQUIPMENT | UPS | Socomec Sicon NETYS 3 KVA On-line UPS for Feni SME / Agri Branch | 2011-01-16 | 118800 | 118799 | BVN | 1
HEAD OFFICE | EB.0999.ME.UP.417 | MACHINERIES AND EQUIPMENT | UPS | Zigor 10KVA (Model: Volga 10) 15 mins back-up online UPS for 100 Gulshan Avenue CCTV system by Ever Power Bangladesh | 2018-07-25 | 120000 | 52000 | LIVE | 68000
AGRABAD | EB.0001.ME.UP.92 | MACHINERIES AND EQUIPMENT | UPS | UL 3 KVA 4 hours back-up online UPS for Feni ATM | 2012-05-02 | 120500 | 120499 | BVN | 1
FENI SME - AGRI | EB.0012.ME.UP.3 | MACHINERIES AND EQUIPMENT | UPS | UL 3 KVA 4 hours back-up online UPS for Muradpur ATM, CTG | 2012-05-02 | 120500 | 120499 | BVN | 1
MOGHBAZAR | EB.0117.ME.UP.5 | MACHINERIES AND EQUIPMENT | UPS | Unicol (Model: UL-3KVA) 2 hrs back-up online UPS for Moghbazar br. server room by Unicol Bangladesh | 2018-08-19 | 122000 | 50833.3333 | LIVE | 71166.6667
HEAD OFFICE | EB.0999.ME.UP.412 | MACHINERIES AND EQUIPMENT | UPS | Unicol (Model: UL-3KVA) 2 hrs back-up online UPS for Mirpur Senpara EBL 365 by Unicol Bangladesh | 2017-12-12 | 123000 | 67650 | LIVE | 55350
ASHKONA | EB.0124.ME.UP.1 | MACHINERIES AND EQUIPMENT | UPS | UL-3KVA 4 hours back-up online UPS for Dakhin Khan br. by Unicol Bangladesh | 2012-08-07 | 125000 | 124999 | BVN | 1
BANANI | EB.0116.ME.UP.17 | MACHINERIES AND EQUIPMENT | UPS | UL-1KVA 4 hours back-up online UPS for Banani br. by Unicol Bangladesh | 2013-06-10 | 125000 | 124999 | BVN | 1
BANASREE | EB.0109.ME.UP.5 | MACHINERIES AND EQUIPMENT | UPS | UL-3KVA 4 hours back-up online UPS for EBL 365 Rampura by Unicol Bangladesh | 2012-08-07 | 125000 | 124999 | BVN | 1
BASHUNDHARA | EB.0115.ME.UP.11 | MACHINERIES AND EQUIPMENT | UPS | UL-3KVA 4 hours back-up online UPS for EBL Baridhara ATM by Unicol Bangladesh | 2014-11-05 | 125000 | 124999 | BVN | 1
BASHUNDHARA | EB.0115.ME.UP.12 | MACHINERIES AND EQUIPMENT | UPS | UL-3KVA 4 hours back-up online UPS for Bashundhara br. by Unicol Bangladesh | 2014-11-24 | 125000 | 124999 | BVN | 1
BOARD BAZAR | EB.0160.ME.UP.5 | MACHINERIES AND EQUIPMENT | UPS | UL-3KVA 4 hours back-up online UPS for Tongi EBL 365 by Unicol Bangladesh | 2012-12-05 | 125000 | 124999 | BVN | 1
DEPZ | EB.0123.ME.UP.2 | MACHINERIES AND EQUIPMENT | UPS | UL-3KVA 4 hours back-up online UPS for DEPZ EBL 365 by Unicol Bangladesh | 2012-12-17 | 125000 | 124999 | BVN | 1
DEPZ | EB.0123.ME.UP.1 | MACHINERIES AND EQUIPMENT | UPS | UL-3KVA 4 hours back-up online UPS for DEPZ br. by Unicol Bangladesh | 2012-08-07 | 125000 | 124999 | BVN | 1
DHANMONDI | EB.0106.ME.UP.34 | MACHINERIES AND EQUIPMENT | UPS | UL-3KVA 4 hours back-up online UPS for EBL Oriental Latimi ATM by Unicol Bangladesh | 2014-11-05 | 125000 | 124999 | BVN | 1
DHANMONDI | EB.0106.ME.UP.35 | MACHINERIES AND EQUIPMENT | UPS | UL-3KVA 4 hours back-up online UPS for Dhanmondi br. by Unicol Bangladesh | 2014-11-24 | 125000 | 124999 | BVN | 1
DHANMONDI | EB.0106.ME.UP.33 | MACHINERIES AND EQUIPMENT | UPS | UL-3KVA 4 hours back-up online UPS for EBL 365 Dhanmondi by Unicol Bangladesh | 2012-08-14 | 125000 | 124999 | BVN | 1
ENGLISH ROAD | EB.0103.ME.UP.25 | MACHINERIES AND EQUIPMENT | UPS | UL-3KVA 4 hours back-up online UPS for EBL 365 Johnson Road by Unicol Bangladesh | 2013-01-22 | 125000 | 124999 | BVN | 1
GULSHAN | EB.0104.ME.UP.41 | MACHINERIES AND EQUIPMENT | UPS | UL-3KVA 4 hours back-up online UPS for Niketon ATM by Unicol Bangladesh | 2012-07-18 | 125000 | 124999 | BVN | 1
GULSHAN | EB.0104.ME.UP.42 | MACHINERIES AND EQUIPMENT | UPS | UL-3KVA 4 hours back-up online UPS for Gulshan North ATM by Unicol Bangladesh | 2012-07-18 | 125000 | 124999 | BVN | 1
GULSHAN | EB.0104.ME.UP.43 | MACHINERIES AND EQUIPMENT | UPS | UL-3KVA 4 hours back-up online UPS for EBL Gulshan Landmark ATM by Unicol Bangladesh | 2014-11-05 | 125000 | 124999 | BVN | 1
GULSHAN NORTH | EB.0127.ME.UP.1 | MACHINERIES AND EQUIPMENT | UPS | UL-3KVA 4 hours back-up online UPS for EBL 365 Gulshan North br. by Unicol Bangladesh | 2015-03-11 | 125000 | 124999 | BVN | 1
HEAD OFFICE | EB.0999.ME.UP.494 | MACHINERIES AND EQUIPMENT | UPS | UL-3KVA 4 hours back-up online UPS for Banani Road# 11 EBL 365 by Unicol Bangladesh | 2015-07-14 | 125000 | 124999 | BVN | 1
HEAD OFFICE | EB.0999.ME.UP.492 | MACHINERIES AND EQUIPMENT | UPS | UL-3KVA 4 hours back-up online UPS for Cantonment, Post office EBL 365 by Unicol Bangladesh | 2015-07-14 | 125000 | 124999 | BVN | 1
HEAD OFFICE | EB.0999.ME.UP.489 | MACHINERIES AND EQUIPMENT | UPS | UL-3KVA 4 hours back-up online UPS for EBL 365 College Gate by Unicol Bangladesh | 2015-03-11 | 125000 | 124999 | BVN | 1
HEAD OFFICE | EB.0999.ME.UP.495 | MACHINERIES AND EQUIPMENT | UPS | UL-3KVA 4 hours back-up online UPS for Dhanmondi Road#27 EBL 365 by Unicol Bangladesh | 2015-07-14 | 125000 | 124999 | BVN | 1
HEAD OFFICE | EB.0999.ME.UP.462 | MACHINERIES AND EQUIPMENT | UPS | UL-3KVA 4 hours back-up online UPS for ATM at RK Mission Road by Unicol Bangladesh | 2012-08-07 | 125000 | 124999 | BVN | 1
HEAD OFFICE | EB.0999.ME.UP.463 | MACHINERIES AND EQUIPMENT | UPS | UL-3KVA 4 hours back-up online UPS for EBL 365 Inner Circular Road by Unicol Bangladesh | 2012-08-14 | 125000 | 124999 | BVN | 1
HEAD OFFICE | EB.0999.ME.UP.486 | MACHINERIES AND EQUIPMENT | UPS | UL-3KVA 4 hours back-up online UPS for Cards divission 2nd floor Gulshan by Unicol Bangladesh | 2014-06-17 | 125000 | 124999 | BVN | 1
HEAD OFFICE | EB.0999.ME.UP.490 | MACHINERIES AND EQUIPMENT | UPS | UL-3KVA 4 hours back-up online UPS for EBL 365 Mirpur-10 (Rabeya complex) by Unicol Bangladesh | 2015-03-11 | 125000 | 124999 | BVN | 1
HEAD OFFICE | EB.0999.ME.UP.493 | MACHINERIES AND EQUIPMENT | UPS | UL-3KVA 4 hours back-up online UPS for Cantonment EBL 365 by Unicol Bangladesh | 2015-07-14 | 125000 | 124999 | BVN | 1
KERANIGANJ | EB.0155.ME.UP.6 | MACHINERIES AND EQUIPMENT | UPS | UL-3KVA 4 hours back-up online UPS for Keraniganj br. by Unicol Bangladesh | 2012-08-14 | 125000 | 124999 | BVN | 1
MIRPUR | EB.0107.ME.UP.23 | MACHINERIES AND EQUIPMENT | UPS | UL-3KVA 4 hours back-up online UPS for EBL Kazipara ATM by Unicol Bangladesh | 2014-11-05 | 125000 | 124999 | BVN | 1
MIRPUR | EB.0107.ME.UP.22 | MACHINERIES AND EQUIPMENT | UPS | UL-3KVA 4 hours back-up online UPS for Rupnagar ATM by Unicol Bangladesh | 2012-12-05 | 125000 | 124999 | BVN | 1
MIRPUR | EB.0107.ME.UP.24 | MACHINERIES AND EQUIPMENT | UPS | UL-3KVA 4 hours back-up online UPS for EBL 365 Mirpur-10 ATM by Unicol Bangladesh | 2014-11-24 | 125000 | 124999 | BVN | 1
MIRPUR DAR-US-SALAM RD | EB.0118.ME.UP.3 | MACHINERIES AND EQUIPMENT | UPS | UL-3KVA 4 hours back-up online UPS for Mirpur-2 EBL 365 by Unicol Bangladesh | 2012-12-05 | 125000 | 124999 | BVN | 1
MIRPUR DAR-US-SALAM RD | EB.0118.ME.UP.4 | MACHINERIES AND EQUIPMENT | UPS | UL-3KVA 4 hours back-up online UPS for ATM Mirpur-1 by Unicol Bangladesh | 2012-12-17 | 125000 | 124999 | BVN | 1
PANCHOBOTI | EB.0126.ME.UP.2 | MACHINERIES AND EQUIPMENT | UPS | UL-3KVA 4 hours back-up online UPS for Panchaboti br. by Unicol Bangladesh | 2014-03-24 | 125000 | 124999 | BVN | 1
SHANTINAGAR | EB.0114.ME.UP.29 | MACHINERIES AND EQUIPMENT | UPS | UL-3KVA 4 hours back-up online UPS for EBL 365 Shantinagar by Unicol Bangladesh | 2012-08-14 | 125000 | 124999 | BVN | 1
SHYAMOLI | EB.0111.ME.UP.9 | MACHINERIES AND EQUIPMENT | UPS | UL-3KVA 4 hours back-up online UPS for Asad Gate ATM by Unicol Bangladesh | 2012-07-18 | 125000 | 124999 | BVN | 1
SHYAMOLI | EB.0111.ME.UP.10 | MACHINERIES AND EQUIPMENT | UPS | UL-3KVA 4 hours back-up online UPS for EBL 365 Shaymoli by Unicol Bangladesh | 2012-08-14 | 125000 | 124999 | BVN | 1
SHYAMOLI | EB.0111.ME.UP.13 | MACHINERIES AND EQUIPMENT | UPS | UL-3KVA 4 hours back-up online UPS for Mohammadia Housing Society ATM by Unicol Bangladesh | 2014-07-16 | 125000 | 124999 | BVN | 1
SHYAMOLI | EB.0111.ME.UP.14 | MACHINERIES AND EQUIPMENT | UPS | UL-3KVA 4 hours back-up online UPS for EBL Zakir Hossain Road ATM by Unicol Bangladesh | 2014-11-05 | 125000 | 124999 | BVN | 1
SONARGAON | EB.0128.ME.UP.1 | MACHINERIES AND EQUIPMENT | UPS | UL-3KVA 4 hours back-up online UPS for EBL 365 Mugrapara br. by Unicol Bangladesh | 2015-03-11 | 125000 | 124999 | BVN | 1
SONARGAON ROAD | EB.0105.ME.UP.15 | MACHINERIES AND EQUIPMENT | UPS | UL-3KVA 4 hours back-up online UPS for Kawran Bazar ATM by Unicol Bangladesh | 2012-12-05 | 125000 | 124999 | BVN | 1
SONARGAON ROAD | EB.0105.ME.UP.18 | MACHINERIES AND EQUIPMENT | UPS | UL-3KVA 4 hours back-up online UPS for EBL Hatirpool ATM by Unicol Bangladesh | 2014-06-17 | 125000 | 124999 | BVN | 1
SONARGAON ROAD | EB.0105.ME.UP.19 | MACHINERIES AND EQUIPMENT | UPS | UL-3KVA 4 hours back-up online UPS for EBL Karwan Bazar ATM by Unicol Bangladesh | 2014-11-05 | 125000 | 124999 | BVN | 1
UTTARA | EB.0113.ME.UP.20 | MACHINERIES AND EQUIPMENT | UPS | UL-3KVA 4 hours back-up online UPS for EBL Gausul Azam ATM by Unicol Bangladesh | 2014-11-05 | 125000 | 124999 | BVN | 1
WARI | EB.0125.ME.UP.1 | MACHINERIES AND EQUIPMENT | UPS | UL-3KVA 4 hours back-up online UPS for Wari Branch by Unicol Bangladesh | 2013-01-22 | 125000 | 124999 | BVN | 1
HEAD OFFICE | EB.0999.ME.UP.479 | MACHINERIES AND EQUIPMENT | UPS | UL-3KVA 4 hours back-up online UPS for EBL 365 at Fakirapool by Unicol Bangladesh | 2013-11-14 | 125500 | 125499 | BVN | 1
JASHIM UDDIN ROAD | EB.0112.ME.UP.1 | MACHINERIES AND EQUIPMENT | UPS | UL-3KVA 4 hours back-up online UPS for Uttara Sec-3 by Unicol Bangladesh | 2013-12-09 | 125500 | 125499 | BVN | 1
MOGHBAZAR | EB.0117.ME.UP.4 | MACHINERIES AND EQUIPMENT | UPS | UL-3KVA 4 hours back-up online UPS for EBL 365 at Moghbazar Noyatola by Unicol Bangladesh | 2013-11-14 | 125500 | 125499 | BVN | 1
SHANTINAGAR | EB.0114.ME.UP.31 | MACHINERIES AND EQUIPMENT | UPS | UL-3KVA 4 hours back-up online UPS for EBL 365 at Kakrail by Unicol Bangladesh | 2013-11-14 | 125500 | 125499 | BVN | 1
SHANTINAGAR | EB.0114.ME.UP.32 | MACHINERIES AND EQUIPMENT | UPS | UL-3KVA 4 hours back-up online UPS for EBL 365 at Segun Bagicha by Unicol Bangladesh | 2013-11-14 | 125500 | 125499 | BVN | 1
SHYAMOLI | EB.0111.ME.UP.11 | MACHINERIES AND EQUIPMENT | UPS | UL-3KVA 4 hours back-up online UPS for EBL 365 at Rokeya Sharani by Unicol Bangladesh | 2013-11-14 | 125500 | 125499 | BVN | 1
SHYAMOLI | EB.0111.ME.UP.12 | MACHINERIES AND EQUIPMENT | UPS | UL-3KVA 4 hours back-up online UPS for EBL 365 at Kallayanpur by Unicol Bangladesh | 2013-11-14 | 125500 | 125499 | BVN | 1
SONARGAON ROAD | EB.0105.ME.UP.20 | MACHINERIES AND EQUIPMENT | UPS | Unicol (Model: UL-3KVA) 2 hrs back-up online UPS for Sonargaon Road br. by Unicol Bangladesh | 2019-06-20 | 128500 | 32125 | LIVE | 96375
MOUCHAK | EB.0135.ME.UP.1 | MACHINERIES AND EQUIPMENT | UPS | Unicol (Model: UL-3KVA) 2 hrs back-up online UPS for Mouchak br. by Unicol Bangladesh | 2018-05-21 | 129000 | 60200 | LIVE | 68800
MYMENSHING SME-AGRI | EB.0175.ME.UP.7 | MACHINERIES AND EQUIPMENT | UPS | Unicol (Model: UL-3KVA) 2 hrs back-up online UPS for Mymensingh GP House EBL 365 by Unicol Bangladesh | 2018-05-21 | 129000 | 60200 | LIVE | 68800
BHULTA | EBL.999.ME.UP.000501 | MACHINERIES AND EQUIPMENT | UPS | TESCOM 3 KVA ONLINE UPS FOR SHIDDHIRGANJ BOOTH BANKING BY ELITE POWER TECHNOLOGY | 2019-11-20 | 130000 | 21666.6666 | LIVE | 108333.3334
CHAWK MUGHULTULY | EBL.110.ME.UP.000026 | MACHINERIES AND EQUIPMENT | UPS | TESCOM 3 KVA ONLINE UPS FOR CHAWK MUGHULTULY BR. BY ELITE POWER TECHNOLOGY | 2020-03-16 | 130000 | 13000 | LIVE | 117000
HEAD OFFICE | EBL.999.ME.UP.000506 | MACHINERIES AND EQUIPMENT | UPS | Tescom 3 KVA long backup UPS for EBL Skycare by Elite Power Technology | 2020-07-16 | 130000 | 4333.3333 | LIVE | 125666.6667
HEAD OFFICE | EBL.999.ME.UP.000503 | MACHINERIES AND EQUIPMENT | UPS | TESCOM 3 KVA ONLINE UPS FOR NORTH SOUTH ROAD EBL 365 BY ELITE POWER TECHNOLOGY | 2019-12-09 | 130000 | 19500 | LIVE | 110500
HEAD OFFICE | EBL.999.ME.UP.000510 | MACHINERIES AND EQUIPMENT | UPS | 3 KVA long backup UPS for Z Tower by Elite Power Technology | 2020-08-16 | 130000 | 2166.6667 | LIVE | 127833.3333
HEAD OFFICE | EBL.999.ME.UP.000504 | MACHINERIES AND EQUIPMENT | UPS | TESCOM 3 KVA ONLINE UPS FOR MIRPUR DOHS EBL 365 BY ELITE POWER TECHNOLOGY | 2020-03-01 | 130000 | 13000 | LIVE | 117000
HEAD OFFICE | EBL.999.ME.UP.000499 | MACHINERIES AND EQUIPMENT | UPS | TESCOM 3 KVA ONLINE (2HRS BACK-UP) UPS FOR EBL 365, INTERNATIONAL UNIVERSITY OF SCHOLARS BY ELITE POWER TECHNOLOGY | 2019-10-30 | 130000 | 23833.3333 | LIVE | 106166.6667
HEAD OFFICE | EB.0999.ME.UP.135 | MACHINERIES AND EQUIPMENT | UPS | Tescom 3 KVA online (2 hours back-up) UPS for Eastern Mollika EBL 365 by Elite Power Technology | 2019-07-29 | 130000 | 30333.3333 | LIVE | 99666.6667
MIRPUR | EBL.107.ME.UP.000025 | MACHINERIES AND EQUIPMENT | UPS | TESCOM 3 KVA ONLINE UPS FOR MIRPUR BR. BY ELITE POWER TECHNOLOGY | 2019-12-09 | 130000 | 19500 | LIVE | 110500
NAWABGANJ | EBL.157.ME.UP.000003 | MACHINERIES AND EQUIPMENT | UPS | TESCOM 3 KVA ONLINE UPS FOR NAWABGANJ BR. EBL 365 BY ELITE POWER TECHNOLOGY | 2019-12-11 | 130000 | 19500 | LIVE | 110500
UTTARA GARIB-E-NEWAZ | EB.0119.ME.UP.3 | MACHINERIES AND EQUIPMENT | UPS | Tescom 3 KVA online (2 hours back-up) UPS for Uttara Garib-E-Newaz br. by Elite Power Technology | 2019-07-29 | 130000 | 30333.3333 | LIVE | 99666.6667
AGRABAD | EB.0001.ME.UP.95 | MACHINERIES AND EQUIPMENT | UPS | UL-3KVA 4 hours back-up online UPS for Sheikh Mujib Road ATM by Unicol Bangladesh | 2014-05-12 | 131000 | 130999 | BVN | 1
AGRABAD | EB.0001.ME.UP.96 | MACHINERIES AND EQUIPMENT | UPS | UL-3KVA 4 hours back-up online UPS for Ctg Chawkbazar ATM by Unicol Bangladesh | 2014-06-17 | 131000 | 130999 | BVN | 1
BARISAL | EB.0402.ME.UP.2 | MACHINERIES AND EQUIPMENT | UPS | UL-3KVA 4 hours back-up online UPS for Barishal EBL 365 by Unicol Bangladesh | 2015-07-14 | 131000 | 130999 | BVN | 1
BARISAL | EB.0402.ME.UP.1 | MACHINERIES AND EQUIPMENT | UPS | UL-3KVA 4 hours back-up online UPS for Barisal br. by Unicol Bangladesh | 2014-09-04 | 131000 | 130999 | BVN | 1
BHAIRAB SME - AGRI | EB.0145.ME.UP.3 | MACHINERIES AND EQUIPMENT | UPS | UL-3KVA 4 hours back-up online UPS for Bhairab br. by Unicol Bangladesh | 2014-06-17 | 131000 | 130999 | BVN | 1
BHATIARI | EB.0021.ME.UP.1 | MACHINERIES AND EQUIPMENT | UPS | UL-3KVA 4 hours back-up online UPS for Bhatiari Branch by Unicol Bangladesh | 2013-01-22 | 131000 | 130999 | BVN | 1
BOGRA | EB.0331.ME.UP.14 | MACHINERIES AND EQUIPMENT | UPS | UL-3KVA 4 hours back-up online UPS for Bogra ATM by Unicol Bangladesh | 2013-01-22 | 131000 | 130999 | BVN | 1
BRAHMANBARIA | EB.0019.ME.UP.1 | MACHINERIES AND EQUIPMENT | UPS | UL-3KVA 4 hours back-up online UPS for B. Baria Branch by Unicol Bangladesh | 2013-01-22 | 131000 | 130999 | BVN | 1
CHOUHATTA | EB.0092.ME.UP.17 | MACHINERIES AND EQUIPMENT | UPS | UL-1KVA 4 hours back-up online UPS for EBL 365 Dargar Gate, Sylhet by Unicol Bangladesh | 2013-06-10 | 131000 | 130999 | SALE_DISP | 1
CHOUHATTA | EB.0092.ME.UP.19 | MACHINERIES AND EQUIPMENT | UPS | UL-3KVA 4 hours back-up online UPS for Zindabazar ATM by Unicol Bangladesh | 2014-05-12 | 131000 | 130999 | BVN | 1
CHOUHATTA | EB.0092.ME.UP.20 | MACHINERIES AND EQUIPMENT | UPS | UL-3KVA 4 hours back-up online UPS for Tilagor Point EBL 365 ATM by Unicol Bangladesh | 2014-07-16 | 131000 | 130999 | BVN | 1
DOHAZARI | EB.0023.ME.UP.1 | MACHINERIES AND EQUIPMENT | UPS | UL-3KVA 4 hours back-up online UPS for Dohazari br. by Unicol Bangladesh | 2013-12-09 | 131000 | 130999 | BVN | 1
FARIDPUR | EB.0159.ME.UP.3 | MACHINERIES AND EQUIPMENT | UPS | UL-3KVA 4 hours back-up online UPS for EBL 365 Mosjid Bari, Faridpur ATM by Unicol Bangladesh | 2014-11-24 | 131000 | 130999 | BVN | 1
FENCHUGANJ | EB.0501.ME.UP.1 | MACHINERIES AND EQUIPMENT | UPS | UL-3KVA 4 hours back-up online UPS for EBL 365 Fenchuganj br. by Unicol Bangladesh | 2015-03-11 | 131000 | 130999 | BVN | 1
FULBARIGATE | EB.0201.ME.UP.1 | MACHINERIES AND EQUIPMENT | UPS | UL-3KVA 4 hours back-up online UPS for Fulbarigate br. by Unicol Bangladesh | 2014-09-04 | 131000 | 130999 | BVN | 1
HALISHAHAR | EB.0013.ME.UP.3 | MACHINERIES AND EQUIPMENT | UPS | UL-3KVA 4 hours back-up online UPS for Pahartoli ATM by Unicol Bangladesh | 2014-05-12 | 131000 | 130999 | BVN | 1
JAMAL KHAN | EB.0024.ME.UP.1 | MACHINERIES AND EQUIPMENT | UPS | UL-3KVA 4 hours back-up online UPS for Jamal Khan br. by Unicol Bangladesh | 2013-12-09 | 131000 | 130999 | BVN | 1
JESSORE | EB.0195.ME.UP.12 | MACHINERIES AND EQUIPMENT | UPS | UL-3KVA 4 hours back-up online UPS for EBL 365 Jessore br. ATM by Unicol Bangladesh | 2014-11-24 | 131000 | 130999 | BVN | 1
JUBILEE ROAD | EB.0003.ME.UP.26 | MACHINERIES AND EQUIPMENT | UPS | UL-3KVA 4 hours back-up online UPS for Jubilee Road br. by Unicol Bangladesh | 2014-03-24 | 131000 | 130999 | BVN | 1
KHULNA | EB.0200.ME.UP.27 | MACHINERIES AND EQUIPMENT | UPS | UL-3KVA 4 hours back-up online UPS for ATM Khulna Sonadanga by Unicol Bangladesh | 2012-12-17 | 131000 | 130999 | BVN | 1
KHULNA | EB.0200.ME.UP.28 | MACHINERIES AND EQUIPMENT | UPS | UL-3KVA 4 hours back-up online UPS for EBL 365 Khulna Royal Chattar by Unicol Bangladesh | 2015-03-11 | 131000 | 130999 | BVN | 1
KHULSHI | EB.0025.ME.UP.1 | MACHINERIES AND EQUIPMENT | UPS | UL-3KVA 4 hours back-up online UPS for Khulshi br. by Unicol Bangladesh | 2015-07-28 | 131000 | 130999 | BVN | 1
Maijdee | EB.0022.ME.UP.1 | MACHINERIES AND EQUIPMENT | UPS | UL-3KVA 4 hours back-up online UPS for Maizdi Branch by Unicol Bangladesh | 2013-01-22 | 131000 | 130999 | BVN | 1
MEHDIBAGH | EB.0020.ME.UP.1 | MACHINERIES AND EQUIPMENT | UPS | UL-3KVA 4 hours back-up online UPS for Mehedibag br. by Unicol Bangladesh | 2012-12-05 | 131000 | 130999 | BVN | 1
MOULVIBAZAR | EB.0085.ME.UP.12 | MACHINERIES AND EQUIPMENT | UPS | UL-3KVA 4 hours back-up online UPS for Moulovibazar br. by Unicol Bangladesh | 2014-11-24 | 131000 | 130999 | BVN | 1
NARAYANGONJ | EB.0150.ME.UP.29 | MACHINERIES AND EQUIPMENT | UPS | UL-3KVA 4 hours back-up online UPS for ATM Narayangonj br. by Unicol Bangladesh | 2013-06-23 | 131000 | 130999 | BVN | 1
NEW MARKET | EB.0004.ME.UP.17 | MACHINERIES AND EQUIPMENT | UPS | UL-3KVA 4 hours back-up online UPS for EBL 365 Kotwali, CTG by Unicol Bangladesh | 2013-01-22 | 131000 | 130999 | BVN | 1
O.R. NIZAM ROAD | EB.0005.ME.UP.20 | MACHINERIES AND EQUIPMENT | UPS | UL-3KVA 4 hours back-up online UPS for Khulshi ATM by Unicol Bangladesh | 2014-03-24 | 131000 | 130999 | BVN | 1
O.R. NIZAM ROAD | EB.0005.ME.UP.21 | MACHINERIES AND EQUIPMENT | UPS | UL-3KVA 4 hours back-up online UPS for O R Nizam Road br. by Unicol Bangladesh | 2014-03-24 | 131000 | 130999 | BVN | 1
RAJSHAHI | EB.0301.ME.UP.9 | MACHINERIES AND EQUIPMENT | UPS | UL-3KVA 4 hours back-up online UPS for Rajshahi br. by Unicol Bangladesh | 2014-11-24 | 131000 | 130999 | BVN | 1
RAOZAN | EB.0006.ME.UP.11 | MACHINERIES AND EQUIPMENT | UPS | UL-1KVA 4 hours back-up online UPS for Raozan Branch ATM by Unicol Bangladesh | 2013-06-10 | 131000 | 130999 | BVN | 1
SIRAJUDDOWLA ROAD | EB.0010.ME.UP.5 | MACHINERIES AND EQUIPMENT | UPS | UL-1KVA 4 hours back-up online UPS for Siraj-Ud-Dowla Road br. by Unicol Bangladesh | 2013-06-10 | 131000 | 130999 | BVN | 1
TANGAIL | EB.0165.ME.UP.3 | MACHINERIES AND EQUIPMENT | UPS | UL-3KVA 4 hours back-up online UPS for Tangail ATM by Unicol Bangladesh | 2012-12-05 | 131000 | 130999 | BVN | 1
UPASHAHAR | EB.0091.ME.UP.13 | MACHINERIES AND EQUIPMENT | UPS | UL-3KVA 4 hours back-up online UPS for ATM Uposhahar br. by Unicol Bangladesh | 2013-06-23 | 131000 | 130999 | BVN | 1
UPASHAHAR | EB.0091.ME.UP.14 | MACHINERIES AND EQUIPMENT | UPS | UL-3KVA 4 hours back-up online UPS for Upashahar br. by Unicol Bangladesh | 2014-05-12 | 131000 | 130999 | BVN | 1
AGRABAD | EB.0001.ME.UP.93 | MACHINERIES AND EQUIPMENT | UPS | UL-3KVA 4 hours back-up online UPS for Agrabad ATM, CTG by Unicol Bangladesh | 2012-07-18 | 132000 | 131999 | BVN | 1
BISHWANATH | EB.0093.ME.UP.9 | MACHINERIES AND EQUIPMENT | UPS | UL-3KVA 4 hours back-up online UPS for Bishwanath br. by Unicol Bangladesh | 2012-08-14 | 132000 | 131999 | BVN | 1
CEPZ | EB.0014.ME.UP.2 | MACHINERIES AND EQUIPMENT | UPS | UL-3KVA 4 hours back-up online UPS for ATM at Bandar CTG by Unicol Bangladesh | 2012-08-07 | 132000 | 131999 | BVN | 1
NAZIRHAT | EB.0018.ME.UP.1 | MACHINERIES AND EQUIPMENT | UPS | UL-3KVA 4 hours back-up online UPS for Nazirhat br. by Unicol Bangladesh | 2012-08-07 | 132000 | 131999 | BVN | 1
RANGPUR | EB.0401.ME.UP.4 | MACHINERIES AND EQUIPMENT | UPS | UL-3KVA 4 hours back-up online UPS for Rangpur ATM by Unicol Bangladesh | 2012-07-18 | 132000 | 131999 | BVN | 1
AGRABAD | EBL.001.ME.UP.000107 | MACHINERIES AND EQUIPMENT | UPS | TESCOM 3 KVA ONLINE (2HRS BACK-UP) UPS FOR EBL 365, KALURGHAT CTG BY ELITE POWER TECHNOLOGY | 2019-11-06 | 133000 | 22166.6666 | LIVE | 110833.3334
BOGRA | EBL.331.ME.UP.000016 | MACHINERIES AND EQUIPMENT | UPS | TESCOM online UPS for Bogura Br. by Elite Power Technology | 2020-08-26 | 133000 | 2216.6667 | LIVE | 130783.3333
CEPZ | EBL.014.ME.UP.000007 | MACHINERIES AND EQUIPMENT | UPS | TESCOM 3 KVA ONLINE UPS FOR CEPZ BR. EBL 365 BY ELITE POWER TECHNOLOGY | 2019-12-11 | 133000 | 19950 | LIVE | 113050
COXS BAZAR | EBL.009.ME.UP.000008 | MACHINERIES AND EQUIPMENT | UPS | TESCOM 3 KVA ONLINE UPS FOR COX'S BAZAR BR. EBL 365 BY ELITE POWER TECHNOLOGY | 2019-12-11 | 133000 | 19950 | LIVE | 113050
FARIDPUR | EBL.159.ME.UP.000004 | MACHINERIES AND EQUIPMENT | UPS | TESCOM online UPS for Faridpur Br. by Elite Power Technology | 2020-08-26 | 133000 | 2216.6667 | LIVE | 130783.3333
FENI SME - AGRI | EBL.012.ME.UP.000108 | MACHINERIES AND EQUIPMENT | UPS | TESCOM 3 KVA ONLINE UPS FOR MIRSARAI BOOTH BANKING BY ELITE POWER TECHNOLOGY | 2019-11-20 | 133000 | 22166.6666 | LIVE | 110833.3334
FULBARIGATE | EBL.201.ME.UP.000002 | MACHINERIES AND EQUIPMENT | UPS | TESCOM 3 KVA ONLINE UPS FOR DAULATPUR BOOTH BANKING BY ELITE POWER TECHNOLOGY | 2020-04-13 | 133000 | 11083.3333 | LIVE | 121916.6667
HEAD OFFICE | EBL.999.ME.UP.000505 | MACHINERIES AND EQUIPMENT | UPS | TESCOM 3 KVA ONLINE UPS FOR TUSUKA GROUP EBL 365 BY ELITE POWER TECHNOLOGY | 2020-03-15 | 133000 | 13300 | LIVE | 119700
HEAD OFFICE | EB.0999.ME.UP.136 | MACHINERIES AND EQUIPMENT | UPS | Tescom 3 KVA online (2 hours back-up) UPS for Pran Agro, Natore EBL 365 by Elite Power Technology | 2019-07-29 | 133000 | 31033.3333 | LIVE | 101966.6667
KHULNA | EBL.200.ME.UP.000029 | MACHINERIES AND EQUIPMENT | UPS | TESCOM 3 KVA ONLINE UPS FOR KHULNA BR. BY ELITE POWER TECHNOLOGY | 2019-12-09 | 133000 | 19950 | LIVE | 113050
MOUCHAK | EBL.999.ME.UP.000502 | MACHINERIES AND EQUIPMENT | UPS | TESCOM 3 KVA ONLINE UPS FOR CHANDRA BOOTH BANKING BY ELITE POWER TECHNOLOGY | 2019-11-20 | 133000 | 22166.6666 | LIVE | 110833.3334
MYMENSHING SME-AGRI | EB.0175.ME.UP.8 | MACHINERIES AND EQUIPMENT | UPS | Unicol (Model: UL-3KVA) 2 hrs back-up online UPS for Mymensingh SME br. by Unicol Bangladesh | 2019-06-20 | 135000 | 33750 | LIVE | 101250
CHOUHATTA | EB.0092.ME.UP.26 | MACHINERIES AND EQUIPMENT | UPS | Unicol (Model: UL-3KVA) 2 hrs back-up online UPS for Chouhatta br. EBL 365 by Unicol Bangladesh | 2018-12-23 | 139000 | 48650 | LIVE | 90350
SAVAR | EB.0170.ME.UP.7 | MACHINERIES AND EQUIPMENT | UPS | Unicol (Model: UL-3KVA) 2 hrs back-up online UPS for Savar br. EBL 365 by Unicol Bangladesh | 2018-12-23 | 139000 | 48650 | LIVE | 90350
HEAD OFFICE | EB.0999.CN.UP.1 | MACHINERIES AND EQUIPMENT | UPS | 10 KVA online UPS for Contact Center by Elite Power Technology | 2019-06-24 | 140000 | 35000 | LIVE | 105000
RAOZAN | EB.0006.ME.UP.10 | MACHINERIES AND EQUIPMENT | UPS | UPS | 2009-03-02 | 143545 | 143544 | BVN | 1
CHOUMUHUNY | EB.0011.ME.UP.1 | MACHINERIES AND EQUIPMENT | UPS | APC 03 KVA onlie UPS fr CHM ATM | 2010-05-10 | 150000 | 149999 | BVN | 1
CHOUMUHUNY | EB.0011.ME.UP.2 | MACHINERIES AND EQUIPMENT | UPS | APC 03 KVA onlie UPS fr CHM Branch | 2010-05-10 | 150000 | 149999 | BVN | 1
CHANDGAON | EB.0007.ME.UP.10 | MACHINERIES AND EQUIPMENT | UPS | Socomec Sicon ITYS 3 KVA UPS for Chandgaon Branch | 2010-11-08 | 154000 | 153999 | BVN | 1
HEAD OFFICE | EB.0999.ME.UP.418 | MACHINERIES AND EQUIPMENT | UPS | Socomec Sicon ITYS 3 KVA UPS for Gulshan CARDS | 2010-11-08 | 154000 | 153999 | BVN | 1
HEAD OFFICE | EB.0999.ME.UP.419 | MACHINERIES AND EQUIPMENT | UPS | Socomec Sicon ITYS 3 KVA UPS for Investment Banking at Motijheel | 2010-11-08 | 154000 | 153999 | BVN | 1
HEAD OFFICE | EB.0999.ME.UP.420 | MACHINERIES AND EQUIPMENT | UPS | Socomec Sicon ITYS 3 KVA UPS for Westin KIOSK ATM | 2010-11-08 | 154000 | 153999 | BVN | 1
MIRPUR | EB.0107.ME.UP.21 | MACHINERIES AND EQUIPMENT | UPS | Socomee Sicon Modulys TW UPS fr Mirpur 10 ATM | 2010-06-27 | 154000 | 153999 | BVN | 1
PANCHLAISH | EB.0008.ME.UP.16 | MACHINERIES AND EQUIPMENT | UPS | Socomee Sicon Modulys TW UPS fr Afmi Plaza ATM | 2010-06-27 | 154000 | 153999 | BVN | 1
SHANTINAGAR | EB.0114.ME.UP.28 | MACHINERIES AND EQUIPMENT | UPS | Socomee Sicon Modulys TW UPS fr Easter Point ATM | 2010-06-27 | 154000 | 153999 | BVN | 1
SHYAMOLI | EB.0111.ME.UP.6 | MACHINERIES AND EQUIPMENT | UPS | Socomee Sicon Modulys TW UPS fr Mohammadpur ATM | 2010-06-27 | 154000 | 153999 | BVN | 1
AGRABAD | EB.0001.ME.UP.89 | MACHINERIES AND EQUIPMENT | UPS | Socomec Sicon NETYS RT 3 KVA On-line UPS for Bayajid Bostami ATM, Chittagong | 2011-08-07 | 164000 | 163999 | BVN | 1
AGRABAD | EB.0001.ME.UP.88 | MACHINERIES AND EQUIPMENT | UPS | Socomec Sicon NETYS RT 3 KVA On-line UPS for Chawk Bazar ATM, Chittagong | 2011-08-07 | 164000 | 163999 | BVN | 1
BHAIRAB SME - AGRI | EB.0145.ME.UP.2 | MACHINERIES AND EQUIPMENT | UPS | Socomec Sicon NETYS 3 KVA On-line UPS by Valley Power for Bhairab SME / Agri Branch | 2011-05-03 | 164000 | 163999 | BVN | 1
CEPZ | EB.0014.ME.UP.3 | MACHINERIES AND EQUIPMENT | UPS | NETYS RT-3KVA 4 hours back-up online UPS for CEPZ br. by Tech Valley Solutions Ltd. | 2012-08-14 | 164000 | 163999 | BVN | 1
DHANMONDI | EB.0106.ME.UP.31 | MACHINERIES AND EQUIPMENT | UPS | Socomec Sicon NETYS 3 KVA On-line UPS by Valley Power for Dhanmondi 27 ATM | 2011-05-03 | 164000 | 163999 | BVN | 1
DOHAR | EB.0158.ME.UP.2 | MACHINERIES AND EQUIPMENT | UPS | UL 3 KVA 4 hours back-up online UPS for Dohar Branch | 2012-02-02 | 164000 | 163999 | BVN | 1
FARIDPUR | EB.0159.ME.UP.2 | MACHINERIES AND EQUIPMENT | UPS | UL 3 KVA 4 hours back-up online UPS for Faridpur Branch | 2012-02-02 | 164000 | 163999 | BVN | 1
HALISHAHAR | EB.0013.ME.UP.2 | MACHINERIES AND EQUIPMENT | UPS | Socomec Sicon NETYS 3 KVA On-line UPS by Valley Power for Halisahar Branch | 2011-05-03 | 164000 | 163999 | BVN | 1
HATHAZARI | EB.0016.ME.UP.2 | MACHINERIES AND EQUIPMENT | UPS | UL 3 KVA 4 hours back-up online UPS for Hat Hazari Branch | 2012-02-02 | 164000 | 163999 | BVN | 1
HEAD OFFICE | EB.0999.ME.UP.434 | MACHINERIES AND EQUIPMENT | UPS | Socomec Sicon NETYS RT 3 KVA On-line UPS for Bijoynagar ATM, Dhaka | 2011-08-07 | 164000 | 163999 | BVN | 1
HEAD OFFICE | EB.0999.ME.UP.438 | MACHINERIES AND EQUIPMENT | UPS | Socomec Sicon NETYS RT 3 KVA On-line UPS for Nizamuddin Road ATM | 2011-09-18 | 164000 | 163999 | BVN | 1
HEAD OFFICE | EB.0999.ME.UP.435 | MACHINERIES AND EQUIPMENT | UPS | Socomec Sicon NETYS RT 3 KVA On-line UPS for Panthapath ATM, Dhaka | 2011-08-07 | 164000 | 163999 | BVN | 1
HEAD OFFICE | EB.0999.ME.UP.439 | MACHINERIES AND EQUIPMENT | UPS | Socomec Sicon NETYS RT 3 KVA On-line UPS for Dhaka New Market ATM | 2011-09-18 | 164000 | 163999 | BVN | 1
JESSORE | EB.0195.ME.UP.10 | MACHINERIES AND EQUIPMENT | UPS | Socomec Sicon NETYS RT 3 KVA On-line UPS for Jessore Branch ATM | 2011-08-07 | 164000 | 163999 | BVN | 1
KERANIGANJ SME - AGRI | EB.0156.ME.UP.2 | MACHINERIES AND EQUIPMENT | UPS | Socomec Sicon NETYS 3 KVA On-line UPS forKeranigonj SME / Agri Branch | 2011-01-16 | 164000 | 163999 | BVN | 1
LOHAGARA | EB.0015.ME.UP.2 | MACHINERIES AND EQUIPMENT | UPS | NETYS RT-3KVA 4 hours back-up online UPS for Lohagora br. by Tech Valley Solutions Ltd. | 2012-08-14 | 164000 | 163999 | BVN | 1
MIRPUR DAR-US-SALAM RD | EB.0118.ME.UP.2 | MACHINERIES AND EQUIPMENT | UPS | Socomec Sicon NETYS 3 KVA On-line UPS for Darus Salam Road Branch | 2011-01-16 | 164000 | 163999 | BVN | 1
NARAYANGANJ SME - AGRI | EB.0151.ME.UP.2 | MACHINERIES AND EQUIPMENT | UPS | Socomec Sicon NETYS 3 KVA On-line UPS by Valley Power for Narayangonj SME / Agri Branch | 2011-05-03 | 164000 | 163999 | BVN | 1
NAWABGANJ | EB.0157.ME.UP.2 | MACHINERIES AND EQUIPMENT | UPS | Socomec Sicon NETYS 3 KVA On-line UPS for Nawabgonj Branch | 2011-01-16 | 164000 | 163999 | BVN | 1
RAJSHAHI | EB.0301.ME.UP.8 | MACHINERIES AND EQUIPMENT | UPS | Socomec Sicon NETYS RT 3 KVA On-line UPS for LakhhiiPur More ATM - Rajshahi | 2011-08-07 | 164000 | 163999 | BVN | 1
TANGAIL | EB.0165.ME.UP.2 | MACHINERIES AND EQUIPMENT | UPS | Socomec Sicon NETYS 3 KVA On-line UPS for Tangail Branch | 2011-01-16 | 164000 | 163999 | BVN | 1
UTTARA | EB.0113.ME.UP.15 | MACHINERIES AND EQUIPMENT | UPS | Socomec Sicon NETYS 3 KVA On-line UPS by Valley Power for Uttara Branch | 2011-05-03 | 164000 | 163999 | BVN | 1
UTTARA | EB.0113.ME.UP.17 | MACHINERIES AND EQUIPMENT | UPS | Socomec Sicon NETYS RT 3 KVA On-line UPS for Uttara Offsite ATM | 2011-09-18 | 164000 | 163999 | BVN | 1
UTTARA | EB.0113.ME.UP.18 | MACHINERIES AND EQUIPMENT | UPS | Socomec Sicon NETYS RT 3 KVA On-line UPS for Uttara Lake Side KIOSK | 2011-09-18 | 164000 | 163999 | BVN | 1
UTTARA GARIB-E-NEWAZ | EB.0119.ME.UP.2 | MACHINERIES AND EQUIPMENT | UPS | Socomec Sicon NETYS 3 KVA On-line UPS by Valley Power for Uttara Garib E Newaz Branch | 2011-05-03 | 164000 | 163999 | BVN | 1
AGRABAD | EB.0001.ME.UP.87 | MACHINERIES AND EQUIPMENT | UPS | APC 03 KVA onlie UPS fr CEPZ ATM | 2010-05-10 | 184000 | 183999 | BVN | 1
BANASREE | EB.0109.ME.UP.1 | MACHINERIES AND EQUIPMENT | UPS | APC 03 KVA UPS | 2009-11-25 | 184000 | 183999 | BVN | 1
BANASREE | EB.0109.ME.UP.2 | MACHINERIES AND EQUIPMENT | UPS | APC 03 KVA UPS | 2009-11-25 | 184000 | 183999 | BVN | 1
KHULNA | EB.0200.ME.UP.26 | MACHINERIES AND EQUIPMENT | UPS | APC 03 KVA onlie UPS fr Royal Tower ATM | 2010-05-10 | 184000 | 183999 | BVN | 1
MOULVIBAZAR | EB.0085.ME.UP.11 | MACHINERIES AND EQUIPMENT | UPS | APC 03 KVA UPS for ATM | 2009-11-25 | 184000 | 183999 | BVN | 1
SAVAR | EB.0170.ME.UP.1 | MACHINERIES AND EQUIPMENT | UPS | APC 03 KVA onlie UPS fr SVR ATM | 2010-05-10 | 184000 | 183999 | BVN | 1
SAVAR | EB.0170.ME.UP.2 | MACHINERIES AND EQUIPMENT | UPS | APC 03 KVA onlie UPS fr SVR Branch | 2010-05-10 | 184000 | 183999 | BVN | 1
SIRAJUDDOWLA ROAD | EB.0010.ME.UP.2 | MACHINERIES AND EQUIPMENT | UPS | APC 03 KVA onlie UPS fr SRU Branch | 2010-05-10 | 184000 | 183999 | BVN | 1
SIRAJUDDOWLA ROAD | EB.0010.ME.UP.1 | MACHINERIES AND EQUIPMENT | UPS | APC 03 KVA onlie UPS fr SRU ATM | 2010-05-10 | 184000 | 183999 | BVN | 1
AGRABAD | EB.0001.ME.UP.86 | MACHINERIES AND EQUIPMENT | UPS | Socomec 03 KVA Online UPS | 2009-09-01 | 188000 | 187999 | BVN | 1
CHOUHATTA | EB.0092.ME.UP.15 | MACHINERIES AND EQUIPMENT | UPS | Socomec 03 KVA Online UPS | 2009-09-01 | 188000 | 187999 | BVN | 1
HEAD OFFICE | EB.0999.ME.UP.413 | MACHINERIES AND EQUIPMENT | UPS | Online UPS socomec sicon | 2009-08-03 | 188000 | 187999 | BVN | 1
HEAD OFFICE | EB.0999.ME.UP.411 | MACHINERIES AND EQUIPMENT | UPS | Socomec sicon Online UPS | 2009-06-22 | 188000 | 187999 | BVN | 1
HEAD OFFICE | EB.0999.ME.UP.414 | MACHINERIES AND EQUIPMENT | UPS | Online UPS socomec sicon | 2009-08-03 | 188000 | 187999 | BVN | 1
AGRABAD | EB.0001.ME.UP.61 | MACHINERIES AND EQUIPMENT | UPS | Socomec Sicon Modulys 03KVA on line UPS | 2007-12-12 | 190000 | 189999 | BVN | 1
DHANMONDI | EB.0106.ME.UP.22 | MACHINERIES AND EQUIPMENT | UPS | Socomec Sicon Modulys 03KVA on line UPS | 2007-11-06 | 190000 | 189999 | SALE_DISP | 1
DHANMONDI | EB.0106.ME.UP.24 | MACHINERIES AND EQUIPMENT | UPS | Socomec Sicon Modulys 03KVA on line UPS | 2007-12-12 | 190000 | 189999 | SALE_DISP | 1
HEAD OFFICE | EB.0999.ME.UP.265 | MACHINERIES AND EQUIPMENT | UPS | UPS | 2007-10-18 | 190000 | 189999 | SALE_DISP | 1
O.R. NIZAM ROAD | EB.0005.ME.UP.19 | MACHINERIES AND EQUIPMENT | UPS | Socomec Sicon MODULYS 03 KVA online UPS | 2008-03-20 | 195000 | 194999 | BVN | 1
GULSHAN | EB.0104.ME.UP.40 | MACHINERIES AND EQUIPMENT | UPS | APC UPS | 2009-05-27 | 195746 | 195745 | BVN | 1
JUBILEE ROAD | EB.0003.ME.UP.23 | MACHINERIES AND EQUIPMENT | UPS | APC UPS | 2009-05-27 | 195746 | 195745 | BVN | 1
SONARGAON ROAD | EB.0105.ME.UP.14 | MACHINERIES AND EQUIPMENT | UPS | APC UPS | 2009-05-27 | 195746 | 195745 | BVN | 1
DHANMONDI | EB.0106.ME.UP.21 | MACHINERIES AND EQUIPMENT | UPS | UPS | 2007-08-27 | 200000 | 199999 | SALE_DISP | 1
SHANTINAGAR | EB.0114.ME.UP.20 | MACHINERIES AND EQUIPMENT | UPS | UPS | 2007-08-27 | 200000 | 199999 | SALE_DISP | 1
SHYAMOLI | EB.0111.ME.UP.2 | MACHINERIES AND EQUIPMENT | UPS | Online UPS | 2007-07-12 | 200000 | 199999 | SALE_DISP | 1
UTTARA | EB.0113.ME.UP.10 | MACHINERIES AND EQUIPMENT | UPS | UPS | 2007-08-27 | 200000 | 199999 | SALE_DISP | 1
AGRABAD | EB.0001.ME.UP.83 | MACHINERIES AND EQUIPMENT | UPS | Socomec Sicon MODULYS 03KVA On line UPS | 2008-12-02 | 205000 | 204999 | SALE_DISP | 1
HEAD OFFICE | EB.0999.ME.UP.402 | MACHINERIES AND EQUIPMENT | UPS | Online UPS | 2009-04-27 | 205000 | 204999 | BVN | 1
KERANIGANJ | EB.0155.ME.UP.3 | MACHINERIES AND EQUIPMENT | UPS | Online UPS | 2009-03-29 | 205000 | 204999 | BVN | 1
MOGHBAZAR | EB.0117.ME.UP.1 | MACHINERIES AND EQUIPMENT | UPS | UPS | 2009-03-02 | 205000 | 204999 | BVN | 1
MOTIJHEEL | EB.0102.ME.UP.18 | MACHINERIES AND EQUIPMENT | UPS | Socomec Sicon 3 KVA UPS | 2008-09-09 | 205000 | 204999 | BVN | 1
SHANTINAGAR | EB.0114.ME.UP.27 | MACHINERIES AND EQUIPMENT | UPS | Online UPS | 2009-04-27 | 205000 | 204999 | BVN | 1
UTTARA | EB.0113.ME.UP.14 | MACHINERIES AND EQUIPMENT | UPS | Online UPS | 2009-03-29 | 205000 | 204999 | BVN | 1
HEAD OFFICE | EB.0999.ME.UP.448 | MACHINERIES AND EQUIPMENT | UPS | IPS for Network Firewall (CISCO Router -ASA5520-BUN-K9) for IT, HO | 2012-02-15 | 225748 | 225747 | BVN | 1
COXS BAZAR | EB.0009.ME.UP.5 | MACHINERIES AND EQUIPMENT | UPS | Online UPS | 2009-04-27 | 300000 | 299999 | BVN | 1
HEAD OFFICE | EB.0999.ME.UP.433 | MACHINERIES AND EQUIPMENT | UPS | APC 10 KVA Online UPS (Model: APC SURT10000XLI) for New Call Centre, Gulshan-2 | 2011-07-04 | 300000 | 299999 | BVN | 1
BEGUM ROKEYA SARANI | EB.0134.ME.UP.1 | MACHINERIES AND EQUIPMENT | UPS | Unicol (Model: UL-3KVA) 2 hrs back-up online UPS for Rokeya Sarani br. by Unicol Bangladesh | 2017-12-13 | 303500 | 166925 | LIVE | 136575
DHANMONDI | EB.0106.ME.UP.32 | MACHINERIES AND EQUIPMENT | UPS | Socomec NETYS 11 KVA On-line UPS for Call centre, Gulshan | 2011-05-23 | 550000 | 549999 | BVN | 1
HEAD OFFICE | EB.0999.ME.UP.276 | MACHINERIES AND EQUIPMENT | UPS | Online UPS | 2007-11-21 | 665000 | 664999 | BVN | 1
HEAD OFFICE | EB.0999.ME.UP.275 | MACHINERIES AND EQUIPMENT | UPS | Online UPS | 2007-11-21 | 665000 | 664999 | SALE_DISP | 1
HEAD OFFICE | EB.0999.ME.UP.412 | MACHINERIES AND EQUIPMENT | UPS | APC-Smart-UPS VT 40KVA | 2009-07-14 | 1850000 | 1849999 | BVN | 1
HEAD OFFICE | EB.0999.ME.UP.441 | MACHINERIES AND EQUIPMENT | UPS | APC Smart 40 KVA UPS for Data Center, Dhaka | 2011-10-30 | 2020000 | 2019999 | BVN | 1

## ATM-CDM IP_Sep-20
SL | ATM ID | ATM Name | IP Address
1 | ATM00003 | COLLEGE GATE ATM | 192.168.21.5
2 | ATM00026 | PRINCIPAL BRANCH ATM | 192.168.62.250
3 | ATM00034 | CONCORD ARCADIA ATM | 192.168.21.114
4 | ATM00042 | DHANMONDI BRANCH ATM | 192.168.11.250
5 | ATM00059 | SHYAMOLI BRANCH ATM | 192.168.18.250
6 | ATM00067 | PANCHLAISH BRANCH ATM | 192.168.83.250
7 | ATM00083 | MIRPUR BRANCH ATM | 192.168.8.250
8 | ATM00092 | KHULNA BRANCH ATM | 192.168.128.250
9 | ATM00117 | SHIMANTO SQUARE ATM | 192.168.21.106
10 | ATM00125 | AGRABAD BRANCH ATM | 192.168.76.250
11 | ATM00133 | JUBILEE ROAD BRANCH ATM | 192.168.78.250
12 | ATM00141 | CTG. NEW MARKET BRANCH ATM | 192.168.79.250
13 | ATM00158 | CHANDGAON BRANCH ATM | 192.168.81.250
14 | ATM00166 | ISPAHANI ATM | 192.168.102.143
15 | ATM00182 | NARAYANGANJ BRANCH ATM | 192.168.17.250
16 | ATM00216 | BAILY ROAD ATM | 192.168.23.67
17 | ATM00224 | DHANMONDI 4/A ATM | 192.168.21.242
18 | ATM00232 | MALIBAGH ATM | 192.168.25.162
19 | ATM00257 | BASHUNDHARA BRANCH ATM | 192.168.31.250
20 | ATM00265 | KHILKHET 1ST ATM | 192.168.22.5
21 | ATM00281 | SYLHET UPASAHAR BR ATM | 192.168.245.250
22 | ATM00299 | RAJSHAHAI BRANCH ATM | 192.168.192.250
23 | ATM00349 | MOTIJHEEL BRANCH ATM | 192.168.14.250
24 | ATM00356 | BOGRA BRANCH ATM | 192.168.156.250
25 | ATM00364 | CHAWKBAZAR ATM | 192.168.23.114
26 | ATM00380 | RUPNAGAR ATM | 192.168.23.82
27 | ATM00406 | RAOZAN BRANCH ATM | 192.168.82.250
28 | ATM00414 | BOARDBAZAR BRANCH ATM | 192.168.35.250
29 | ATM00422 | KERANIGANJ BRANCH ATM | 192.168.36.250
30 | ATM00430 | MOGHBAZAR BRANCH ATM | 192.168.34.250
31 | ATM00448 | UTTARA SEC.7 ATM | 192.168.23.18
32 | ATM00463 | COX'S BAZAR BRANCH ATM | 192.168.86.250
33 | ATM00471 | EASTERN MOLLIKA ATM | 192.168.25.42
34 | ATM00505 | ZINDA BAZAR ATM | 192.168.243.34
35 | ATM00521 | JESSORE BRANCH ATM | 192.168.120.250
36 | ATM00539 | EAST PANTHOPATH ATM | 192.168.22.122
37 | ATM00547 | CARDS CENTER ATM | 192.168.47.250
38 | ATM00554 | SYLHET CHOUHATTA BRANCH ATM | 192.168.244.250
39 | ATM00570 | MOULOVI BAZAR BRANCH ATM | 192.168.240.250
40 | ATM00588 | MOHAKHALI ATM | 192.168.21.178
41 | ATM00596 | BANASREE BRANCH ATM | 192.168.37.250
42 | ATM00604 | CEPZ ATM | 192.168.25.10
43 | ATM00612 | SATMASJID ROAD BRANCH ATM | 192.168.22.242
44 | ATM00620 | SAVAR BRANCH ATM | 192.168.39.250
45 | ATM00638 | CHOUMUHANI BRANCH ATM | 192.168.87.250
46 | ATM00653 | KHULNA ROYAL ATM | 192.168.128.251
47 | ATM00661 | SIRAJUDDOWLAH ATM | 192.168.88.250
48 | ATM00687 | EASTERN PLUS ATM | 192.168.25.154
49 | ATM00711 | WESTIN ATM | 192.168.22.138
50 | ATM00745 | NAWABGANJ BRANCH ATM | 192.168.42.250
51 | ATM00752 | MIRPUR-1 BRANCH ATM | 192.168.45.251
52 | ATM00778 | AGRABAD BRANCH LOBBY ATM | 192.168.76.251
53 | ATM00786 | TANGAIL BRANCH ATM | 192.168.157.250
54 | ATM00794 | MYMENSINGH SME BRANCH ATM | 192.168.158.250
55 | ATM00802 | BHIRAB SME BRANCH ATM | 192.168.159.250
56 | ATM00810 | HALISHAHAR BRANCH ATM | 192.168.90.250
57 | ATM00828 | NAZIMUDDIN ROAD ATM | 192.168.23.2
58 | ATM00836 | UTTARA SEC-3 ATM | 192.168.21.210
59 | ATM00844 | UTTARA G-E-NEWAZ BR ATM | 192.168.30.250
60 | ATM00869 | PATAN I.C. ROAD ATM | 192.168.21.250
61 | ATM00877 | BIJOYNAGAR ATM | 192.168.21.11
62 | ATM00893 | TONGI ATM | 192.168.23.50
63 | ATM00901 | CTG. CHAWKBAZAR ATM | 192.168.102.136
64 | ATM00919 | BAYEZID BOSTAMI RD ATM | 192.168.102.137
65 | ATM00927 | UTTARA L DRIVE ATM | 192.168.21.98
66 | ATM00943 | SHAYAMOLI ATM | 192.168.24.18
67 | ATM00950 | HATIRPOOL ATM | 192.168.21.91
68 | ATM00968 | KHILKHET LAKE CITY ATM | 192.168.23.74
69 | ATM00976 | NEW MARKET ATM | 192.168.21.44
70 | ATM00992 | BASHUNDHARA CITY ATM | 192.168.25.2
71 | ATM01000 | HEAD QUERTER ATM | 192.168.202.97
72 | ATM01008 | DOHAR BRANCH ATM | 192.168.49.250
73 | ATM01016 | O R NIZAM RD. BRANCH LOBBY ATM | 192.168.80.251
74 | ATM01024 | FIRMGATE ATM | 192.168.21.26
75 | ATM01032 | KERANIGANJ SME BRANCH ATM | 192.168.44.250
76 | ATM01040 | BISHWANATH BRANCH ATM | 192.168.241.250
77 | ATM01057 | FARIDPUR BRANCH ATM | 192.168.50.250
78 | ATM01065 | SHANTINAGAR ATM | 192.168.21.194
79 | ATM01081 | SANMAR OCEAN CITY ATM | 192.168.23.43
80 | ATM01099 | KHATUNGONJ BRANCH ATM | 192.168.77.250
81 | ATM01107 | LOHAGORA BRANCH ATM | 192.168.94.250
82 | ATM01115 | HATHAZARI BRANCH ATM | 192.168.93.250
83 | ATM01123 | PROGATI SHARANI BR ATM | 192.168.20.250
84 | ATM01131 | AZIMPUR BRANCH ATM | 192.168.19.250
85 | ATM01149 | MADHABDI BRANCH ATM | 192.168.160.250
86 | ATM01156 | COMILLA BRANCH ATM | 192.168.95.250
87 | ATM01180 | JOHNSON ROAD ATM | 192.168.23.34
88 | ATM01198 | KHILGAON Branch ATM | 192.168.40.250
89 | ATM01214 | BASHABO ATM | 192.168.25.146
90 | ATM01248 | MONIPURI PARA ATM | 192.168.21.59
91 | ATM01263 | MOHAKHALI AMTOLI ATM | 192.168.21.67
92 | ATM01271 | DHANMONDI-6 ATM | 192.168.52.250
93 | ATM01313 | RANGPUR BRANCH ATM | 192.168.191.250
94 | ATM01347 | KHILKHET 2ND ATM | 192.168.22.6
95 | ATM01362 | WARI ATM | 192.168.21.34
96 | ATM01370 | KARWAN BAZAR ATM | 192.168.25.186
97 | ATM01388 | MURADPUR ATM | 192.168.25.234
98 | ATM01396 | FENI ATM | 192.168.89.250
99 | ATM01438 | RANGPUR ATM | 192.168.191.251
100 | ATM01446 | R K MISSION RD ATM | 192.168.21.154
101 | ATM01453 | RAMPURA ATM | 192.168.21.146
102 | ATM01461 | SONARGAON RD BRANCH ATM | 192.168.12.251
103 | ATM01479 | SHANTINAGAR BRANCH LOBBY ATM | 192.168.16.250
104 | ATM01487 | ASAD GATE ATM | 192.168.22.98
105 | ATM01495 | BONDOR GATE ATM | 192.168.102.135
106 | ATM01511 | DEPZ BRANCH ATM | 192.168.51.250
107 | ATM01529 | NAZIRHAT BRANCH ATM | 192.168.96.250
108 | ATM01545 | Principal Branch 2nd ATM | 192.168.64.254
109 | ATM01560 | SHEGUN BAGICHA ATM | 192.168.23.132
110 | ATM01594 | NOYATOLA ATM | 192.168.25.178
111 | ATM01602 | B.BARIA BRANCH ATM | 192.168.161.250
112 | ATM01610 | ASHKONA BRANCH ATM | 192.168.41.250
113 | ATM01628 | MEHEDIBAGH BRANCH ATM | 192.168.97.250
114 | ATM01636 | MIRPUR-2 ATM | 192.168.23.26
115 | ATM01644 | MIRPUR-1 ATM | 192.168.24.26
116 | ATM01651 | DEPZ ATM | 192.168.24.242
117 | ATM01677 | JASHIMUDDIN RD BRANCH ATM | 192.168.56.250
118 | ATM01685 | MAIJDEE BRANCH ATM | 192.168.99.250
119 | ATM01693 | BHATIARI BRANCH ATM | 192.168.98.250
120 | ATM01701 | BANANI BRANCH ATM | 192.168.54.250
121 | ATM01712 | FAKIRAPOOL ATM | 192.168.23.146
122 | ATM01723 | WORLD BANK ATM | 192.168.23.162
123 | ATM01724 | LALBAGH ATM | 192.168.23.10
124 | ATM01725 | Kazi Nazrul Islm. Ave ATM | 192.168.23.218
125 | ATM01726 | ALONKAR MOOR ATM | 192.168.102.130
126 | ATM01727 | JAMAL KHAN BR ATM | 192.168.84.250
127 | ATM01728 | DOHAZARI BR ATM | 192.168.75.250
128 | ATM01729 | PANCHOBOTI BR ATM | 192.168.29.250
129 | ATM01731 | KAZIPARA ATM | 192.168.23.58
130 | ATM01732 | 32/2 MIRPUR RD ATM | 192.168.21.186
131 | ATM01734 | DHANMONDI 27(NEW) ATM | 192.168.25.226
132 | ATM01737 | SYLHET CHOUHATTA BRANCH LOBBY ATM | 192.168.244.249
133 | ATM01738 | UTTARA SEC.7 2ND ATM | 192.168.23.19
134 | ATM01741 | YUNUSCO 2ND ATM | 192.168.22.210
135 | ATM01743 | PAHARTOLI ATM | 192.168.102.142
136 | ATM01744 | SHEIKH MUJIB ROAD ATM | 192.168.102.140
137 | ATM01746 | MOHAMMADIA HOUSING ATM | 192.168.23.178
138 | ATM01747 | ZAKIR HOSSAIN ROAD ATM | 192.168.23.187
139 | ATM01750 | FULBARIGATE BRANCH ATM | 192.168.127.250
140 | ATM01751 | BARISAL BRANCH ATM | 192.168.126.250
141 | ATM01752 | UDAY TOWER ATM | 192.168.67.252
142 | ATM01753 | MIRPUR ORGINAL-10 ATM | 192.168.23.194
143 | ATM01754 | FARIDPUR OFFSITE ATM | 192.168.50.251
144 | ATM01755 | BARIDHARA-J BLOCK ATM | 192.168.22.10
145 | ATM01756 | SONARGAON BRANCH ATM | 192.168.13.250
146 | ATM01757 | FENCHUGONJ BRANCH ATM | 192.168.246.250
147 | ATM01758 | DHK. CANT. KACHOKET ATM | 192.168.22.18
148 | ATM01759 | NORTH GULSHAN BRANCH ATM | 192.168.32.250
149 | ATM01760 | BARISAL ATM | 192.168.126.251
150 | ATM01761 | BANANI ROAD-11 ATM | 192.168.22.27
151 | ATM01762 | DHK. CANT. POST OFFICE ATM | 192.168.22.34
152 | ATM01763 | KHULSHI BRANCH ATM | 192.168.73.250
153 | ATM01765 | GP HOUSE ATM | 192.168.22.82
154 | ATM01766 | NITOL NILOY TOWER ATM | 192.168.22.90
155 | ATM01767 | NARAYANGONJ SME BR ATM | 192.168.28.250
156 | ATM01768 | GULSHAN-2 ATM | 192.168.22.116
157 | ATM01769 | GULSHAN NORTH BRANCH ATM | 192.168.32.252
158 | ATM01770 | GP CHITTAGONG ATM | 192.168.22.130
159 | ATM01771 | MAWNA BRANCH ATM | 192.168.59.250
160 | ATM01772 | BHULTA BRANCH ATM | 192.168.60.250
161 | ATM01773 | COX'S BAZAR OFFSITE ATM | 192.168.102.145
162 | ATM01774 | MURADPUR BRANCH ATM | 192.168.72.250
163 | ATM01776 | MIRABAZAR ATM | 192.168.24.106
164 | ATM01777 | SHAHJADPUR ATM | 192.168.24.98
165 | ATM01778 | BASUNDHARA R/A ATM | 192.168.24.122
166 | ATM01779 | MOHAKHALI PARAGON ATM | 192.168.24.114
167 | ATM01780 | CEPZ 2ND ATM | 192.168.25.11
168 | ATM01784 | TAJMAHAL ROAD ATM | 192.168.25.66
169 | ATM01785 | DHK. CANT.ECB CHATTAR ATM | 192.168.25.58
170 | ATM01786 | FINLAY SQUARE ATM | 192.168.24.163
171 | ATM01787 | KEPZ ATM | 192.168.25.34
172 | ATM01788 | AIRPORT RD ATM | 192.168.25.76
173 | ATM01789 | CHANDGAON ATM | 192.168.24.170
174 | ATM01790 | FINLAY SQUARE 2ND ATM | 192.168.24.164
175 | ATM01791 | GULSHAN AVE BRANCH ATM | 192.168.115.250
176 | ATM01792 | RENATA ATM | 192.168.21.130
177 | ATM01793 | Mirpur 10 CIRCLE ATM | 192.168.25.26
178 | ATM01794 | KEPZ 2ND ATM | 192.168.25.35
179 | ATM01795 | ASHULIA BRANCH ATM | 192.168.48.250
180 | ATM01796 | ROKEYA SARANI BRANCH ATM | 192.168.118.250
181 | ATM01797 | RAJSHAHI ATM | 192.168.192.251
182 | ATM01799 | UTTARA LAKE DRIVE 2nd ATM | 192.168.21.101
183 | ATM01800 | KHULNA SONADANGA AFC ATM | 192.168.128.252
184 | ATM01801 | SYLHET BANDAR BAZAR ATM | 192.168.25.50
185 | ATM01802 | MOUCHAK BRANCH ATM | 192.168.119.250
186 | ATM01804 | MYMENSINGH SADAR ATM | 192.168.25.82
187 | ATM01805 | KAMAL ATATURK AVN ATM | 192.168.25.98
188 | ATM01806 | CEPZ AIRPORT RD 2ND ATM | 192.168.25.74
189 | ATM01807 | TONGI 2ND ATM | 192.168.23.53
190 | ATM01808 | MAWNA GS ATM | 192.168.25.194
191 | ATM01809 | EBL HOTEL SEA CROWN ATM | 192.168.25.202
192 | ATM01810 | EBL BAHADDARHAT ATM | 192.168.102.153
193 | ATM01811 | EBL FOREIGN MINISTRY ATM | 192.168.21.122
194 | ATM01812 | EBL ARMY GOLF CLUB ATM | 192.168.25.218
195 | ATM01813 | EBL ICT MINISTRY ATM01813 | 192.168.25.242
196 | CRM00000 | EBL DC L-5 CRM00000 | 192.168.47.160
197 | ATM01814 | EBL NATORE ATM01814 | 192.168.25.250
198 | CRM00001 | EBL HEAD OFFICE CRM00001 | 192.168.202.98
199 | ATM01815 | EBL JFP HYPERMART ATM01815 | 192.168.22.162
200 | ATM01816 | EBL KANCHPUR ATM01816 | 192.168.69.62
201 | ATM01817 | EBL GAZIPUR PARAGON ATM01817 | 192.168.22.178
202 | ATM01818 | EBL CHANDRA ATM01818 | 192.168.69.30
203 | ATM01819 | EBL NORTH SOUTH ROAD ATM01819 | 192.168.22.202
204 | ATM01820 | EBL KALURGHAT ATM01820 | 192.168.22.194
205 | ATM01821 | EBL MIRSARAI ATM01821 | 192.168.69.94
206 | ATM01822 | EBL DAULATPUR ATM01822 | 192.168.69.126
207 | ATM01823 | EBL RUPGANJ ATM01823 | 192.168.22.234
208 | ATM01824 | EBL MIRPUR DOHS ATM01824 | 192.168.22.218
209 | CRM00002 | EBL UTTARA BR CRM00002 | 192.168.68.250
210 | ATM01825 | EBL KONABARI PAYROLL 1st ATM01825 | 192.168.243.3
211 | ATM01826 | EBL KONABARI PAYROLL 2nd ATM01826 | 192.168.243.2
212 | ATM01827 | EBL MEHEDIMART BASHUNDHARA ATM01827 | 192.168.22.250
213 | CRM00004 | EBL SKYCARE SATMOSJID CRM00004 | 192.168.243.18
214 | ATM01828 | EBL MAWNA GS 2nd ATM01828 | 192.168.25.195
215 | ATM01829 | EBL IDB BHABAN ATM01829 | 192.168.22.186
| SL | DROPBOX Name | IP Address
| 1 | 100 Gulshan HO Dropbox | 192.168.202.95
| 2 | 100 Gulshan Cheque Deposit Machine | 192.168.202.96
| 3 | ADC & Cards Center EBL DROPBOX | 192.168.55.79
| 4 | Agrabad Branch Lobby EBL DROPBOX | 192.168.76.252
| 5 | Azimpur Branch EBL DROPBOX | 192.168.19.251
| 6 | Banani Road-11 EBL DROPBOX | 192.168.22.28
| 7 | Bashundhara Branch EBL DROPBOX | 192.168.31.251
| 8 | Bogra Branch EBL DROPBOX | 192.168.156.252
| 9 | Cantonment EBL DROPBOX (Kochukhet) | 192.168.22.19
| 10 | Cantonment EBL DROPBOX (Post office) | 192.168.22.37
| 11 | Chouhatta Branch EBL DROPBOX | 192.168.244.253
| 12 | Collegegate EBL DROPBOX | 192.168.21.4
| 13 | Dhanmondi 4 /A EBL DROPBOX | 192.168.21.244
| 14 | Dhanmondi-6 EBL DROPBOX | 192.168.52.251
| 15 | East Panthapath EBL DROPBOX | 192.168.22.124
| 16 | ECB Chattar EBL DROPBOX | 192.168.25.59
| 17 | Finlay Square EBL DROPBOX | 192.168.24.165
| 18 | GP House EBL DROPBOX | 192.168.22.83
| 19 | GP House CTG EBL DROPBOX | 192.168.22.131
| 20 | Gulshan Branch Lobby EBL DROPBOX | 192.168.33.249
| 21 | Gulshan Avenue EBL DROPBOX | 192.168.22.117
| 22 | Gulshan North Branch EBL DROPBOX | 192.168.32.251
| 23 | Hatirpool EBL DROPBOX | 192.168.21.90
| 24 | Jamalkhan EBL DROPBOX | 192.168.84.251
| 25 | Jashimuddin Road Branch Lobby EBL DROPBOX | 192.168.56.251
| 26 | Jubilee Road Branch EBL DROPBOX | 192.168.78.252
| 27 | Kazipara EBL DROPBOX | 192.168.23.61
| 28 | EBL KHULNA BR DROPBOX | 192.168.128.253
| 29 | Khilkhet EBL DROPBOX | 192.168.22.4
| 30 | Mirpur-1 EBL DROPBOX | 192.168.24.27
| 31 | Mirpur Branch Lobby EBL DROPBOX | 192.168.8.252
| 32 | Mirpur Original 10 EBL Dropbox | 192.168.23.195
| 33 | Moghbazar Branch EBL DROPBOX | 192.168.34.251
| 34 | Mohakhali (Amtoli) EBL DROPBOX | 192.168.21.68
| 35 | Monipuri Para EBL DROPBOX | 192.168.21.61
| 36 | Motijheel Branch Lobby EBL DROPBOX | 192.168.14.252
| 37 | Muhibur Rahman Foundation EBL DROPBOX | 192.168.24.186
| 38 | New Market Branch EBL DROPBOX (CTG) | 192.168.79.251
| 39 | Narayanganj SME Branch Lobby EBL DROPBOX | 192.168.28.252
| 40 | O.R. Nizam Road Branch Lobby EBL DROPBOX | 192.168.80.249
| 41 | Panchlish Branch EBL DROPBOX | 192.168.83.251
| 42 | Principal Branch Lobby EBL DROPBOX | 192.168.62.251
| 43 | Rampura EBL DROPBOX | 192.168.21.149
| 44 | Sanmar Ocean City (CTG) EBL DROPBOX | 192.168.23.44
| 45 | Satmasjid Road Branch EBL DROPBOX | 192.168.38.251
| 46 | Shantinagar Branch Lobby EBL DROPBOX | 192.168.16.251
| 47 | Shantinagor EBL DROPBOX | 192.168.21.195
| 48 | Shegun Bagicha EBL DROPBOX | 192.168.23.131
| 49 | Sonargaon Road Branch EBL DROPBOX | 192.168.12.252
| 50 | Stamford University Dropbox | 192.168.25.114
| 51 | Tangail Branch EBL DROPBOX | 192.168.157.252
| 52 | Tajmahal EBL DROPBOX | 192.168.1.183
| 53 | Tongi EBL DROPBOX | 192.168.23.52
| 54 | UITS University EBL DROPBOX | 192.168.25.18
| 55 | Upashar Branch EBL DROPBOX (Sylhet) | 192.168.245.251
| 56 | Uttara Branch EBL DROPBOX | 192.168.68.252
| 57 | Uttara Sec -7 (Janapath) EBL DROPBOX | 192.168.23.21
| 58 | Yunusco EBL DROPBOX (CTG) | 192.168.22.211
| 59 | Banani Br Dropbox | 192.168.54.251
| 60 | Dhanmondi Branch | 192.168.11.251
| 61 | Satmosjid Road Branch | 192.168.38.251
| 62 | Shyamoli Branch | 192.168.18.251
| 63 | Mirpur Darussalam Rd Branch | 192.168.45.249
| 64 | Savar Branch | 192.168.39.251
| 65 | Progoti Sarani Branch | 192.168.20.251
| 1 | Agrabad Branch CDM | 192.168.76.254
| 2 | 100 Gulshan CDM | 192.168.202.96
| 3 | Principal Branch CDM | 192.168.62.253
| 4 | Sonargaon Branch CDM | 192.168.12.254
Note on C5: Maruf Ahammed: A New ATM is replaced under Buy Back policy on 02.06.2020 and previous one is handed over to vendor as per process manual.
Note on C16: Maruf Ahammed: A New ATM is replaced under Buy Back policy on 09.05.2020 and previous one is handed over to vendor as per process manual.
Note on C32: Maruf Ahammed: A New ATM is replaced under Buy Back policy on 24.06.2020 and previous one is handed over to vendor as per process manual.
Note on C43: Maruf Ahammed: A New ATM is replaced under Buy Back policy on 08.07.2020 and previous one is handed over to vendor as per process manual.
Note on C49: Maruf Ahammed: A New ATM is replaced under Buy Back policy on 16.06.2020 and previous one is handed over to vendor as per process manual.
Note on C61: Maruf Ahammed: A New ATM is replaced under Buy Back policy on 16.06.2020 and previous one is handed over to vendor as per process manual.
Note on C62: Maruf Ahammed: A New ATM is replaced under Buy Back policy on 10.06.2020 and previous one is handed over to vendor as per process manual
Note on C63: Maruf Ahammed: A New ATM is replaced under Buy Back policy on 30.06.2020 and previous one is handed over to vendor as per process manual.
Note on C67: Maruf Ahammed: A New ATM is replaced under Buy Back policy on 01.06.2020 and previous one is handed over to vendor as per process manual.
Note on C68: Maruf Ahammed: A New ATM is replaced under Buy Back policy on 10.06.2020 and previous one is handed over to vendor as per process manual
Note on C85: Maruf Ahammed: A New ATM is replaced under Buy Back policy on 08.06.2020 and previous one is handed over to vendor as per process manual.
Note on C88: Maruf Ahammed: A New ATM is replaced under Buy Back policy on 10.06.2020 and previous one is handed over to vendor as per process manual
Note on C91: Maruf Ahammed: A New ATM is replaced under Buy Back policy on 08.06.2020 and previous one is handed over to vendor as per process manual.
Note on C173: Maruf Ahammed: A New ATM is replaced under Buy Back policy on 08.07.2020 and previous one is handed over to vendor as per process manual.
Note on C215: Maruf Ahammed: A New ATM is replaced under Buy Back policy on 08.06.2020 and one GRG ATM needs to be handed over to vendor as per process manual.
Note on C216: Maruf Ahammed: A New ATM is replaced under Buy Back policy on 27.07.2020 and one NCR ATM needs to be handed over to vendor as per process manual.

## Report
3KVA Online UPS Report - 2020
SL# | WO_Date | Location | Backup Time | Brand | Model | Capacity | Type | Remarks | Costs (BDT)
1 | 2020-01-06 | EBL MIRPUR DOHS ATM01824 | 2 hours | TESCOM | 3 KVAXL | 3kVA Long | New ATM | New ATM | 130000 | Maintenance
2 | 2020-01-29 | EBL KONABARI PAYROLL ATM01825, ATM01826 | 2 hours | TESCOM | 3 KVAXL | 3kVA Long | New ATM | New ATM | 133000
3 | 2020-02-04 | Chawk Mughultully | 2 hours | TESCOM | 3 KVAXL | 3kVA Long | Full Set | Maintenance | 130000
4 | 2020-02-04 | IT Support CTG | 15 minutes | TESCOM | 3KVA | 3kVA Standard | Support_New | Maintenance | 32000
5 | 2020-02-04 | IT Support CTG | 15 minutes | TESCOM | 3KVA | 3kVA Standard | Support_New | Maintenance | 32000
6 | 2020-03-10 | EBL MEHEDIMART BASHUNDHARA ATM01827 | 15 minutes | TESCOM | 3KVA | 3kVA Standard | New ATM | New ATM | 31000
7 | 2020-05-07 | IT Support Dhaka | 15 minutes | TESCOM | 3KVA | 3kVA Standard | Support_New | Maintenance | 31000
8 | 2020-05-07 | IT Support Dhaka | 15 minutes | TESCOM | 3KVA | 3kVA Standard | Support_New | Maintenance | 31000
9 | 2020-05-07 | IT Support Dhaka | 15 minutes | TESCOM | 3KVA | 3kVA Standard | Support_New | Maintenance | 31000
10 | 2020-06-08 | EBL SKYCARE SATMOSJID CRM00004 | 2 hours | TESCOM | 3 KVAXL | 3kVA Long | New ATM | New ATM | 130000
11 | 2020-06-09 | EBL Z-Tower (4th Floor), Gulshan-1 | 2 hours | TESCOM | 3 KVAXL | 3kVA Long | New Office | New Branch | 130000
12 | 2020-06-10 | Faridpur Branch | 2 hours | TESCOM | 3 KVAXL | 3kVA Long | Full Set | Maintenance | 133000
13 | 2020-06-10 | Bagura Branch | 2 hours | TESCOM | 3 KVAXL | 3kVA Long | Full Set | Maintenance | 133000
14 | 2020-06-17 | Alanker Moor EBL365 | 2 hours | - | - | 3kVA Long | Battery Replace | Maintenance | 91300
15 | 2020-07-20 | Bhulta ATM | 2 hours | - | - | 3kVA Long | Battery Replace | Maintenance | 91300
16 | 2020-07-20 | CEPZ Bay Shopping ATM | 2 hours | - | - | 3kVA Long | Battery Replace | Maintenance | 91300
17 | 2020-07-20 | Lohagara Branch | 2 hours | - | - | 3kVA Long | Battery Replace | Maintenance | 100900
18 | 2020-07-20 | Bishwanath Branch | 2 hours | - | - | 3kVA Long | Battery Replace | Maintenance | 91300
19 | 2020-08-13 | Safura Tower Skycare, Banani | 2 hours | TESCOM | 3 KVAXL | 3kVA Long | New ATM | New ATM | 129000
26 | 2020-08-31 | KEPZ Sub Br. | 2 hours | TESCOM | 3 KVAXL | 3kVA Long | New Booth Banking | New Branch | 132000
20 | 2020-09-01 | Agrabad Branch Server Room | 2 hours | TESCOM | 3 KVAXL | 3kVA Long | Full Set | Maintenance | 132000
21 | 2020-09-01 | Agrabad Branch ATM | 2 hours | - | - | 3kVA Long | Battery Replace | Maintenance | 90500
22 | 2020-09-01 | Choumuhoni Branch | 2 hours | - | - | 3kVA Long | Battery Replace | Maintenance | 90500
23 | 2020-09-01 | Jamal Khan Branch | 2 hours | - | - | 3kVA Long | Battery Replace | Maintenance | 90500
24 | 2020-09-01 | Nazirhat Branch | 2 hours | - | - | 3kVA Long | Battery Replace | Maintenance | 90500
25 | 2020-09-01 | Ashulia Branch | 2 hours | - | - | 3kVA Long | Battery Replace | Maintenance | 90500
27 | 2020-09-08 | Devotech Park 4th Floor, Gulshan | 15 minutes | TESCOM | 3KVA | 3kVA Standard | For Project Rupantor | New Branch | 31000
28 | 2020-09-23 | Alauddin Tower 4th Floor (Retail Risk) | 15 minutes | TESCOM | 3KVA | 3kVA Standard | New Office | New Branch | 31000
29 | 2020-09-23 | Chef's Table ATM | 15 minutes | TESCOM | 3KVA | 3kVA Standard | New Office | New ATM | 31000
30 | 2020-09-23 | Concord Arcedia ATM | 2 hours | TESCOM | 3 KVAXL | 3kVA Long | Full Set | Maintenance | 129000
2640600
New Branch and ATM |  | New Procured 3kVA Long Backup | 6 Nos |  |  | 784000 | 908000
|  | New Procured 3kVA Standard Backup | 4 Nos |  |  | 124000
Maintenance |  | Battery Replacement and Support | 20 Nos |  |  |  | 1732600
Grand Total | [6 empty] | 2640600